## Tables
| Participation | MWh Savings | Coincident kW Savings | Total Budget | Percentage of Revenue
2015 | 5634 | 5798.2138 | 1246.6492 | 804948.9625 | 0.6062%
2016 | 6815 | 7107.895 | 1558.0974 | 936790.5625 | 0.7055%
| 2015 | 2016
Residential Programs | 1.027 | 1.0615
Commercial & Industrial Programs | 2.5105 | 2.6816
Total Portfolio | 2.0797 | 2.1818
See 2/4/14 email from Don Martinez 'BHP-SD Customer Stats_EES as percentage of Revenue'
| Percent of Rev. | Program Costs
1st Year | 0.75% | 995909.355
2nd Year | 1% | 1327879.14
| Revenue | 132787914
RESIDENTIAL
Residential Lighting
LED | 5
ENERGY STAR Fixture | 10
Advanced Power Strip | 10
Participation
| PY 2015 | PY 2016
LED | 3000 | 4000
ENERGY STAR Fixture | 500 | 550
Advanced Power Strip | 10 | 10
Savings
| PY 2015 | PY 2016
Energy (kWh) Savings | 152003.5 | 193950.86
Demand (kW) Savings | 17.8893 | 22.8214
Budget
PY 2015 | PY 2016
31635.45 | 40555.2
Residential Appliance Recycling
Refrigerator Recycle | 50
Recycle and Replace - ENERGY STAR Refrigerator | 75
Freezer Recycle | 50
Participation
| PY 2015 | PY 2016
Refrigerator Recycle | 40 | 50
Recycle and Replace - ENERGY STAR Refrigerator | 50 | 65
Freezer Recycle | 25 | 30
Savings
| PY 2015 | PY 2016
Energy (kWh) Savings | 81399.9 | 100479.37
Demand (kW) Savings | 9.3732 | 11.5755
Budget
PY 2015 | PY 2016
23999.0625 | 30318.75
High Efficiency HVAC
Heat Pump SEER 15 | 225
Early Retirement Heat Pump SEER 15 | 600
Heat Pump SEER 15 Replace Electric Furnace | 1500
CAC SEER 15 | 180
Ductless Mini-Split AC SEER ≥19 | 150
Ductless Mini-Split HP SEER ≥19 | 150
Heat Pump Water Heater | 200
Electric Storage Water Heater EF 0.95 | 50
Electric Storage Water Heater EF >0.95 | 70
Geothermal EER ≥21 | 600
Early Retirement Geothermal EER ≥21 | 900
Participation
| PY 2015 | PY 2016
Heat Pump SEER 15 | 50 | 60
Early Retirement Heat Pump SEER 15 | 5 | 8
Heat Pump SEER 15 Replace Electric Furnace | 3 | 8
CAC SEER 15 | 8 | 10
Ductless Mini-Split AC SEER ≥19 | 5 | 10
Ductless Mini-Split HP SEER ≥19 | 5 | 10
Heat Pump Water Heater | 12 | 15
Electric Storage Water Heater EF 0.95 | 10 | 10
Electric Storage Water Heater EF >0.95 | 10 | 10
Geothermal EER ≥21 | 12 | 15
Early Retirement Geothermal EER ≥21 | 5 | 8
| PY 2015 | PY 2016
Energy (kWh) Savings | 193823.8128 | 324063.3984
Demand (kW) Savings | 68.9193 | 116.3828
Budget
PY 2015 | PY 2016
57660.54 | 84943.95
Whole House Efficiency
| PY 2015 | PY 2016
Participation | 100 | 125
Savings
| PY 2015 | PY 2016
Energy (kWh) Savings | 90540.2001 | 113463.1618
Demand (kW) Savings | 23.0304 | 28.9051
Budget
PY 2015 | PY 2016
32287.5 | 37078.125
Residential Audit
| PY 2015 | PY 2016
Participation | 400 | 400
Savings
| PY 2015 | PY 2016
Energy (kWh) Savings | 79399.5441 | 79399.5441
Demand (kW) Savings | 8.0018 | 8.0018
Budget
PY 2015 | PY 2016
25263 | 25263
School Based Education
| PY 2015 | PY 2016
Participation | 1200 | 1200
Savings
| PY 2015 | PY 2016
Energy (kWh) Savings | 476397.2645 | 476397.2645
Demand (kW) Savings | 48.0109 | 48.0109
Budget
PY 2015 | PY 2016
66150 | 66150
Weatherization
| PY 2015 | PY 2016
Participation | 25 | 30
Savings
| PY 2015 | PY 2016
Energy (kWh) Savings | 41479.874 | 49775.8488
Demand (kW) Savings | 5.8869 | 7.0642
Budget
PY 2015 | PY 2016
9646.875 | 11576.25
COMMERCIAL
C&I Custom
| PY 2015 | PY 2016
Custom | 45 | 55
Savings
| PY 2015 | PY 2016
Energy (kWh) Savings | 1942980.21 | 2374753.59
Demand (kW) Savings | 1065.5374 | 1315.3356
Budget
PY 2015 | PY 2016
275746.275 | 318681.825
C&I Prescriptive
Participation
| PY 2015 | PY 2016
Lighting | 80 | 100
HVAC | 24 | 24
Motors | 10 | 12
Savings
| PY 2015 | PY 2016
Energy (kWh) Savings | 2740189.5192 | 3395611.9499
Demand (kW) Savings | 570.2138 | 712.7672
Budget
PY 2015 | PY 2016
242914.56 | 272321.9625
Lighting
Measure | Baseline | Incentive | Unit
High Bay Fluorescent Fixture w/ HE Electronic Ballast (T5 4-6 lamp) | 400W Metal Halide | 75 | per fixture
High Bay Fluorescent Fixture w/ HE Electronic Ballast (T5 8-lamp) | 750W Metal Halide | 40 | per fixture
High Bay Fluorescent Fixture w/ HE Electronic Ballast (T5 10-lamp) | 1000W Metal Halide | 125 | per fixture
High Bay Fluorescent Fixture w/ HE Electronic Ballast (T8 6-8 lamp) | 400W Metal Halide | 75 | per fixture
High Bay Fluorescent Fixture w/ HE Electronic Ballast (T8 12-16 lamp) | 750W Metal Halide | 125 | per fixture
CFL Lamp (≤18W) | Halogen | 8 | per lamp
CFL Lamp (18-32W) | Halogen | 18 | per lamp
CFL Lamp (≥33W) | Incandescent | 24 | per lamp
Low Wattage T8 Lamp | Std T8 | 0.5 | per lamp
Ceramic Metal Halide Fixture (≤150W) | HID ≤150W | 17 | per fixture
Ceramic Metal Halide Fixture (150-250W) | HID 200-400W | 28 | per fixture
Ceramic Metal Halide Fixture (≥250W) | HID 400-1000W | 45 | per fixture
Pulse Start Metal Halide Fixture (≤175W) | Metal Halide | 25 | per fixture
Pulse Start Metal Halide Fixture (175-320W) | Metal Halide | 40 | per fixture
Pulse Start Metal Halide Fixture (320-750W) | Metal Halide | 55 | per fixture
Pulse Start Metal Halide Fixture (≥750W) | Metal Halide | 65 | per fixture
Energy Star LED Lamp (≤5W) | Halogen | 5 | per lamp
Energy Star LED Lamp (5-10W) | Halogen | 8.5 | per lamp
Energy Star LED Lamp (>10W) | Halogen | 12.5 | per lamp
High Performance T8 (1-2 Lamp) | T8 | 9 | per lamp
High Performance T8 (3-4 Lamp) | T8 | 18 | per lamp
LED Parking Garage/Canopy (<30W) | 100W Metal Halide | 35 | per fixture
LED Parking Garage/Canopy (30-75W) | 175W Metal Halide | 75 | per fixture
LED Parking Garage/Canopy (≥75W) | 250W Metal Halide | 100 | per fixture
Lighting Optimization - Remove Lamp from T8 System |  | 8 | per lamp
Lighting Optimization - Remove 2 Lamps from T8 System |  | 16 | per lamp
T8 (≤4 ft, 1-2 Lamp) | T12 | 5 | per lamp
T8 (≤4 ft, 3-4 Lamp) | T12 | 9 | per lamp
T8 (5-8 ft, 1-2 Lamp) | T12 | 8 | per lamp
LED Linear Replacement Lamp (≤4ft) | T12 or T8 | 16 | per lamp
LED Linear Replacement Lamp (5-8ft) | T12 or T8 | 23 | per lamp
Ceiling Mount Occupancy | No control | 30 | per control
Wall Mount Occupancy | No control | 12 | per control
Fixture Mount Occupancy | No control | 12 | per control
Exit Sign |  | 6 | per fixture
HVAC
Single Phase Package or Split Systems | SEER ≥14, < 5.4 tons | 50 | per ton
Geothermal Heat Pump | EER ≥17.1, COP ≥3.6 | 70 | per ton
Heat Pump Water Heater | EF ≥2.0 | 5 | per gallon
Motors
ODC Motor |  |  | per motor
TEFC Motor |  |  | per motor

## Portfolio Inputs
|  | Participants |  | Total kWh Savings |  | Total kW Savings |  | Incremental Cost | Dealer Incentive | Participant Incentive | Total Incentives |  | Non-Incentive Costs |  | Delivery |  | Administration |  | Marketing |  | Evaluation | [5 empty] | Total Budget |  | TRC
Measure |  | 2015 | 2016 | 2015 | 2016 | 2015 | 2016 |  |  |  | 2015 | 2016 | 2015 | 2016 | 2015 | 2016 | 2015 | 2016 | 2015 | 2016 | 2015 | 2016 | Delivery | Admin | Market | Eval | 2015 | 2016 | 2015 | 2016
Total Portfolio |  | 5634 | 6815 | 5798213.8247 | 7107894.9874 | 1246.6492 | 1558.0974 |  |  |  | 396457 | 499015 | 408491.9625 | 437775.5625 | 242293.6 | 237573.75 | 55325.05 | 67606.75 | 65534.6 | 75773.25 | 37980.5125 | 43998.4375 |  |  |  |  | 804948.9625 | 936790.5625 | 2.0797 | 2.1818
Cross Marketing and Training | [12 empty] | 39645.7 | 49901.5
Residential Programs |  | 5475 | 6624 | 1115044.0955 | 1337529.4475 | 181.1118 | 242.7618 |  |  |  | 73215 | 101800 | 201179.4175 | 229016.325 | 163186 | 184542 | 12198.25 | 14575 | 17048.3 | 16191 | 13282.3775 | 15855.4 |  |  |  |  | 274394.4175 | 330816.325 | 1.027 | 1.0615
Residential Lighting |  | 3510 | 4560 | 152003.5 | 193950.86 | 17.8893 | 22.8214 |  |  |  | 20100 | 25600 | 11535.45 | 14955.2 | 6612 | 8672 | 1005 | 1280 | 2412 | 3072 | 1506.45 | 1931.2 |  |  |  |  | 31635.45 | 40555.2 | 1.0294 | 1.0352
LED |  | 3000 | 4000 | 114951.9 | 153269.2 | 13.5158 | 18.0211 | 10 |  | 5 | 15000 | 20000 |  |  | 6000 | 8000 | 750 | 1000 | 1800 | 2400 | 1177.5 | 1570 | 2 | 5% | 12% | 5% |  |  | 1.2775 | 1.2967
ENERGY STAR Fixture |  | 500 | 550 | 36300.6 | 39930.66 | 4.2682 | 4.695 | 15 |  | 10 | 5000 | 5500 |  |  | 612 | 672 | 255 | 280 | 612 | 672 | 328.95 | 361.2 | 12% | 5% | 12% | 5% |  |  | 1.6137 | 1.6379 | Vision | App Count | Equipment Quantity | Total Gross kW | Total Gross kWh
Advanced Power Strip |  | 10 | 10 | 751 | 751 | 0.10534 | 0.10534 | 20 |  | 10 | 100 | 100 | [16 empty] | 1.2651 | 1.2841 | Portfolio | 232 | 6596 | 1118.2683 | 2463794.944
Appliance Recycling |  | 115 | 145 | 81399.9 | 100479.37 | 9.3732 | 11.5755 |  |  |  | 9875 | 12500 | 14124.0625 | 17818.75 | 11500 | 14500 | 493.75 | 625 | 987.5 | 1250 | 1142.8125 | 1443.75 | 100 | 5% | 10% | 5% | 23999.0625 | 30318.75 | 0.955 | 0.95199 | Residential Programs | 146 | 235 | 37.9123 | 177904.739
Refrigerator Recycle |  | 40 | 50 | 51560 | 64450 | 5.8858 | 7.3573 | 93 | 25 | 50 | 3000 | 3750 | [16 empty] | 3.9293 | 3.9883 | C&I Programs | 86 | 6361 | 1080.356 | 2285890.205
Recycle and Replace - ENERGY STAR Refrigerator |  | 50 | 65 | 2214.9 | 2879.37 | 0.33384 | 0.43399 | 451 | 25 | 75 | 5000 | 6500 | [16 empty] | 0.52581 | 0.5337
Freezer Recycle |  | 25 | 30 | 27625 | 33150 | 3.1535 | 3.7842 | 93 | 25 | 50 | 1875 | 2250 | [16 empty] | 3.3684 | 3.419
High Efficiency HVAC |  | 125 | 164 | 193823.8128 | 324063.3984 | 68.9193 | 116.3828 |  |  |  | 43240 | 63700 | 14420.54 | 21243.95 | 4324 | 6370 | 2162 | 3185 | 5188.8 | 7644 | 2745.74 | 4044.95 | 10% | 5% | 12% | 5% | 57660.54 | 84943.95 | 1.055 | 1.1397 | 2015 Goal
Heat Pump SEER 15 |  | 50 | 60 | 23940.246 | 28728.2951 | 24.6455 | 29.5746 | 293.8082 | 50 | 225 | 13750 | 16500 | [16 empty] | 1.1 | 1.1165 | Portfolio |  | 16009 | 633.5309 | 4113724.3259
Early Retirement Heat Pump SEER 15 |  | 5 | 8 | 2394.0246 | 3830.4394 | 2.4645 | 3.9433 | 2480.1501 | 50 | 600 | 3250 | 5200 | [16 empty] | 0.99097 | 1.0058 | Residential Programs |  | 15711 | 267.8588 | 1618741.3182
Heat Pump SEER 15 Replace Electric Furnace |  | 3 | 8 | 46819.3069 | 124851.4852 | 16.7368 | 44.6315 | 4554 | 50 | 1500 | 4650 | 12400 | [16 empty] | 1.8073 | 1.8344 | C&I Programs |  | 159 | 1065.5374 | 4683169.7292
CAC SEER 15 |  | 8 | 10 | 1751.6308 | 2189.5385 | 3.1863 | 3.9828 | 238 | 50 | 180 | 1840 | 2300 | [16 empty] | 0.78058 | 0.79229 | C&I Programs |  | 298 | 365.6721 | 2494983.0077
Ductless Mini-Split AC SEER ≥19 |  | 5 | 10 | 1786.4662 | 3572.9323 | 3.3531 | 6.7062 | 300 | 50 | 150 | 1000 | 2000 | [16 empty] | 1.0257 | 1.0411
Ductless Mini-Split HP SEER ≥19 |  | 5 | 10 | 8945.8338 | 17891.6676 | 4.1914 | 8.3827 | 716 | 50 | 150 | 1000 | 2000 | [16 empty] | 1.3788 | 1.3995 | 2015 Re-Design
Heat Pump Water Heater |  | 12 | 15 | 20804.5084 | 26005.6355 | 0.98561 | 1.232 | 700 | 50 | 200 | 3000 | 3750 | [16 empty] | 1.032 | 1.0475 | Portfolio |  | 5634 | 1246.6492 | 5798213.8247
Electric Storage Water Heater EF 0.95 |  | 10 | 10 | 1258.0916 | 1258.0916 | 0.14362 | 0.14362 | 51.06 | 50 | 50 | 1000 | 1000 | [16 empty] | 1.0595 | 1.0754 | Residential Programs |  | 5475 | 181.1118 | 1115044.0955
Electric Storage Water Heater EF >0.95 |  | 10 | 10 | 2224.1466 | 2224.1466 | 0.2539 | 0.2539 | 51.06 | 50 | 70 | 1200 | 1200 | [16 empty] | 1.873 | 1.9011
Geothermal EER ≥21 |  | 12 | 15 | 59223.2174 | 74029.0217 | 9.1472 | 11.4341 | 2313.6581 | 50 | 600 | 7800 | 9750 | [16 empty] | 1.0574 | 1.0452
Early Retirement Geothermal EER ≥21 |  | 5 | 8 | 24676.3406 | 39482.1449 | 3.8114 | 6.0982 | 4500 | 50 | 900 | 4750 | 7600 | [16 empty] | 1.2857 | 1.2853 | Vision Budget | 372184.47
Whole House Efficiency |  | 100 | 125 | 90540.2001 | 113463.1618 | 23.0304 | 28.9051 |  |  |  | 0 | 0 | 32287.5 | 37078.125 | 50000 | 62500 | 4000 | 5000 | 7500 | 3125 | 3075 | 3531.25 | 500 | 8% | 15% | 5% | 32287.5 | 37078.125 | 1.0497 | 1.1636 | 2015 Goal Budget | 841884.3562 | 116.3% | -4.387%
Measures |  | 100 | 125 | 50840.4281 | 63838.4467 | 19.0295 | 23.904 | [21 empty] | n/a | n/a | Re-design Budget | 804948.9625
Air Sealing (Electric Heat) | 0.15 | 15 | 19 | 20164.5557 | 25541.7706 | 8.5806 | 10.8688 |  |  |  | 0 | 0 | [16 empty] | n/a | n/a | 2015 Spending Max | 1327879.14
Air Sealing (Gas Heat) | 0.85 | 85 | 106 | 4856.7162 | 6056.6108 | 7.4939 | 9.3454 |  |  |  | 0 | 0 | [16 empty] | n/a | n/a
Hot Water Pipe Insulation | 0.85 | 85 | 106 | 11519.1562 | 14365.0653 | 1.315 | 1.6398 |  |  |  | 0 | 0 | [16 empty] | n/a | n/a
Water Heater Tank Wrap | 1 | 100 | 125 | 14300 | 17875 | 1.64 | 2.05 |  |  |  | 0 | 0 | [16 empty] | n/a | n/a
Residential Kit |  | 100 | 125 | 39699.772 | 49624.715 | 4.0009 | 5.0011 |  |  |  | 0 | [17 empty] | n/a | n/a
LED | 4 | 400 | 500 | 15326.92 | 19158.65 | 1.8021 | 2.2526 |  |  |  | 0 | 0 | [16 empty] | n/a | n/a
Faucet Aerator - Bathroom | 1 | 100 | 125 | 10793.3518 | 13491.6897 | 1.2053 | 1.5067 |  |  |  | 0 | 0 | [16 empty] | n/a | n/a
Low Flow Showerhead | 1 | 100 | 125 | 13579.5003 | 16974.3754 | 0.99345 | 1.2418 |  |  |  | 0 | 0 | [16 empty] | n/a | n/a
Residential Audit |  | 400 | 400 | 79399.5441 | 79399.5441 | 8.0018 | 8.0018 | 0 | 0 | 0 |  |  | 25263 | 25263 | 22000 | 22000 | 1100 | 960 | 960 | 1100 | 1203 | 1203 |  |  |  |  | 25263 | 25263 | 1.0194 | 1.0347
Residential Audit |  | 400 | 400 | [9 empty] | 14238 | 14238 | 12000 | 12000 | 600 | 960 | 960 | 600 | 678 | 678 | 12000 | 5% | 8% | 5% |  |  | 0 | 0
Residential Kit | 0.5 | 200 | 200 | 79399.5441 | 79399.5441 | 8.0018 | 8.0018 | [5 empty] | 11025 | 11025 | 10000 | 10000 | 500 | 0 | 0 | 500 | 525 | 525 | 50 | 5% | 0% | 5% |  |  | 2.3359 | 2.3709
LED | 4 | 800 | 800 | 30653.84 | 30653.84 | 3.6042 | 3.6042 |  |  |  | 0 | 0 | [16 empty] | n/a | n/a
Faucet Aerator - Bathroom | 1 | 200 | 200 | 21586.7035 | 21586.7035 | 2.4107 | 2.4107 |  |  |  | 0 | 0 | [16 empty] | n/a | n/a
Low Flow Showerhead | 1 | 200 | 200 | 27159.0006 | 27159.0006 | 1.9869 | 1.9869 |  |  |  | 0 | 0 | [16 empty] | 1.3971 | 1.418
School-Based Education |  | 1200 | 1200 | 476397.2645 | 476397.2645 | 48.0109 | 48.0109 | [5 empty] | 66150 | 66150 | 60000 | 60000 | 3000 | 3000 | 0 | 0 | 3150 | 3150 | 50 | 5% | 0% | 5% | 66150 | 66150 | 1.3971 | 1.418
Weatherization |  | 25 | 30 | 41479.874 | 49775.8488 | 5.8869 | 7.0642 | [5 empty] | 9646.875 | 11576.25 | 8750 | 10500 | 437.5 | 525 | 0 | 0 | 459.375 | 551.25 | 350 | 5% | 0% | 5% | 9646.875 | 11576.25 | 1.2611 | 1.28
Measures |  | 25 | 30 | 21629.988 | 25955.9856 | 3.8864 | 4.6637 | [21 empty] | n/a | n/a
Air Sealing | 1 | 25 | 30 | 17518.0194 | 21021.6233 | 3.4161 | 4.0993 |  |  |  | 0 | 0 | [16 empty] | n/a | n/a | 2015 % of Total Budget
Water Heater Tank Wrap | 0.5 | 12.5 | 15 | 1787.5 | 2145 | 0.205 | 0.246 |  |  |  | 0 | 0 | [16 empty] | n/a | n/a
Hot Water Pipe Insulation | 0.5 | 12.5 | 15 | 1693.9936 | 2032.7923 | 0.19338 | 0.23205 |  |  |  | 0 | 0 | [16 empty] | n/a | n/a
Water Heater Temperature Setback | 0.5 | 12.5 | 15 | 630.4751 | 756.5701 | 0.071923 | 0.086307 |  |  |  | 0 | 0 | [16 empty] | n/a | n/a | Residential
Residential Kit |  | 25 | 30 | 9924.943 | 11909.9316 | 1.0002 | 1.2003 | [21 empty] | n/a | n/a
LED | 4 | 100 | 120 | 3831.73 | 4598.076 | 0.45053 | 0.54063 |  |  |  | 0 | 0 | [16 empty] | n/a | n/a | Incentives | 26.68%
Faucet Aerator - Bathroom | 1 | 25 | 30 | 2698.3379 | 3238.0055 | 0.30134 | 0.3616 |  |  |  | 0 | 0 | [16 empty] | n/a | n/a | Delivery | 59.47%
Low Flow Showerhead | 1 | 25 | 30 | 3394.8751 | 4073.8501 | 0.24836 | 0.29803 |  |  |  | 0 | 0 | [16 empty] | n/a | n/a | Administration | 4.446%
C&I Programs |  | 159 | 191 | 4683169.7292 | 5770365.5399 | 1065.5374 | 1315.3356 |  |  |  | 323242 | 397215 | 207312.545 | 208759.2375 | 79107.6 | 53031.75 | 43126.8 | 53031.75 | 48486.3 | 59582.25 | 24698.135 | 28143.0375 |  |  |  |  | 530554.545 | 605974.2375 | 2.5105 | 2.6816 | Marketing | 6.213%
C&I Custom |  | 45 | 55 | 1942980.21 | 2374753.59 | 481.9845 | 589.0922 | 7940.9 |  | 3970 | 178650 | 218350 | 97096.275 | 100331.825 | 35730 | 26202 | 21438 | 26202 | 26797.5 | 32752.5 | 13130.775 | 15175.325 | 20% | 12% | 15% | 5% | 275746.275 | 318681.825 | 1.9526 | 2.0496 | Evaluation | 4.841%
C&I Prescriptive |  | 114 | 136 | 2740189.5192 | 3395611.9499 | 583.5529 | 726.2434 |  |  |  | 144592 | 178865 | 98322.56 | 93456.9625 | 43377.6 | 26829.75 | 21688.8 | 26829.75 | 21688.8 | 26829.75 | 11567.36 | 12967.7125 | 30% | 15% | 15% | 5% | 242914.56 | 272321.9625 | 3.25 | 3.5385
Lighting |  | 80 | 100 | 2619277.982 | 3274097.4775 | 570.2138 | 712.7672 |  |  |  | 136692 | 170865 | 92950.56 | 89276.9625 | 41007.6 | 25629.75 | 20503.8 | 25629.75 | 20503.8 | 25629.75 | 10935.36 | 12387.7125 | 30% | 15% | 15% | 5% | 229642.56 | 260141.9625 | 3.4076 | 3.6852 | Commercial
High Bay Fluorescent Fixture w/ HE Electronic Ballast (T5 4-6 lamp) | 0.45 | 36 | 45 | 36791.6749 | 45989.5936 | 8.1724 | 10.2154 | 17.88 |  | 75 | 2700 | 3375 | [16 empty] | 25.8077 | 26.1948 | Incentives | 60.93%
High Bay Fluorescent Fixture w/ HE Electronic Ballast (T5 8-lamp) | 0.45 | 36 | 45 | 87294.533 | 109118.1663 | 19.3903 | 24.2379 | 101.81 |  | 40 | 1440 | 1800 | [16 empty] | 10.7539 | 10.9152 | Delivery | 14.91%
High Bay Fluorescent Fixture w/ HE Electronic Ballast (T5 10-lamp) | 0.45 | 36 | 45 | 113117.2614 | 141396.5767 | 25.1262 | 31.4077 | 137.31 |  | 125 | 4500 | 5625 | [16 empty] | 10.3322 | 10.4872 | Administration | 8.129%
High Bay Fluorescent Fixture w/ HE Electronic Ballast (T8 6-8 lamp) | 0.8 | 64 | 80 | 116612.0897 | 145765.1121 | 25.9025 | 32.3781 | 85 |  | 75 | 4800 | 6000 | [16 empty] | 9.6786 | 9.8238 | Marketing | 9.139%
High Bay Fluorescent Fixture w/ HE Electronic Ballast (T8 12-16 lamp) | 0.8 | 64 | 80 | 185155.8179 | 231444.7724 | 41.1278 | 51.4097 | 127.5 |  | 125 | 8000 | 10000 | [16 empty] | 10.2451 | 10.3988 | Evaluation | 4.655%
CFL Lamp (≤18W) |  |  |  | 0 | 0 | 0 | 0 | 74.35 |  | 8 | 0 | 0 | [16 empty] | n/a | n/a
CFL Lamp (18-32W) |  |  |  | 0 | 0 | 0 | 0 | 74.35 |  | 18 | 0 | 0 | [16 empty] | n/a | n/a | Total Portfolio
CFL Lamp (≥33W) |  |  |  | 0 | 0 | 0 | 0 | 108.23 |  | 24 | 0 | 0 | [16 empty] | n/a | n/a | Incentives | 49.25%
Low-Wattage T8 | 8.5 | 680 | 850 | 25898.9016 | 32373.627 | 5.7528 | 7.191 | 2 |  | 0.5 | 340 | 425 | [16 empty] | 5.6689 | 5.754 | Delivery | 30.1%
Ceramic Metal Halide Fixture (≤150W) | 0.5 | 40 | 50 | 14219.0048 | 17773.756 | 3.1584 | 3.948 | 72 |  | 17 | 680 | 850 | [16 empty] | 2.0486 | 2.0793 | Administration | 6.873%
Ceramic Metal Halide Fixture (150-250W) | 0.5 | 40 | 50 | 26914.5448 | 33643.181 | 5.9784 | 7.473 | 142.12 |  | 28 | 1120 | 1400 | [16 empty] | 1.9645 | 1.994 | Marketing | 8.141%
Ceramic Metal Halide Fixture (≥250W) | 0.5 | 40 | 50 | 27168.4556 | 33960.5695 | 6.0348 | 7.5435 | 117 |  | 45 | 1800 | 2250 | [16 empty] | 2.4088 | 2.4449 | Evaluation | 4.718%
Pulse Start Metal Halide Fixture (≤175W) | 0.5 | 40 | 50 | 5332.1268 | 6665.1585 | 1.1844 | 1.4805 | 69.18 |  | 25 | 1000 | 1250 | [16 empty] | 0.87002 | 0.88307
Pulse Start Metal Halide Fixture (175-320W) | 0.5 | 40 | 50 | 15996.3804 | 19995.4755 | 3.5532 | 4.4415 | 132.12 |  | 40 | 1600 | 2000 | [16 empty] | 1.3667 | 1.3872
Pulse Start Metal Halide Fixture (320-750W) | 0.5 | 40 | 50 | 21836.3288 | 27295.411 | 4.8504 | 6.063 | 108 |  | 55 | 2200 | 2750 | [16 empty] | 2.2823 | 2.3165
Pulse Start Metal Halide Fixture (≥750W) | 0.5 | 40 | 50 | 68048.0944 | 85060.118 | 15.1152 | 18.894 | 10 |  | 65 | 2600 | 3250 | [16 empty] | 76.8114 | 77.9636
Energy Star LED Lamp (≤5W) | 1.5 | 120 | 150 | 12187.7184 | 15234.648 | 2.7072 | 3.384 | 31.91 |  | 5 | 600 | 750 | [16 empty] | 0.94749 | 0.9617
Energy Star LED Lamp (5-10W) | 2 | 160 | 200 | 24375.4368 | 30469.296 | 5.4144 | 6.768 | 37.79 |  | 8.5 | 1360 | 1700 | [16 empty] | 1.2001 | 1.2181
Energy Star LED Lamp (>10W) | 1 | 80 | 100 | 19297.2208 | 24121.526 | 4.2864 | 5.358 | 62.96 |  | 12.5 | 1000 | 1250 | [16 empty] | 1.1405 | 1.1576
High Performance T8 (1-2 Lamp) | 1.5 | 120 | 150 | 7617.324 | 9521.655 | 1.692 | 2.115 | 15 |  | 9 | 1080 | 1350 | [16 empty] | 1.9107 | 1.9394
High Performance T8 (3-4 Lamp) | 1.5 | 120 | 150 | 7617.324 | 9521.655 | 1.692 | 2.115 | 18 |  | 18 | 2160 | 2700 | [16 empty] | 1.5923 | 1.6162
LED Parking Garage/Canopy (<30W) | 2.5 | 200 | 250 | 134191.8578 | 167739.8222 | 29.8074 | 37.2592 | 125 |  | 35 | 7000 | 8750 | [16 empty] | 2.5119 | 2.5496
LED Parking Garage/Canopy (30-75W) | 1 | 80 | 100 | 66219.9366 | 82774.9208 | 14.7091 | 18.3864 | 250 |  | 75 | 6000 | 7500 | [16 empty] | 1.5495 | 1.5727
LED Parking Garage/Canopy (≥75W) | 2.5 | 200 | 250 | 310532.9084 | 388166.1355 | 68.9772 | 86.2215 | 375 |  | 100 | 20000 | 25000 | [16 empty] | 1.9376 | 1.9667
Lighting Optimization - Remove Lamp from T8 System | 1.5 | 120 | 150 | 23166.4151 | 28958.0189 | 5.1458 | 6.4323 | 12 |  | 8 | 960 | 1200 | [16 empty] | 7.2638 | 7.3728
Lighting Optimization - Remove 2 Lamps from T8 System | 1 | 80 | 100 | 30888.5535 | 38610.6919 | 6.8611 | 8.5764 | 24 |  | 16 | 1280 | 1600 | [16 empty] | 7.2638 | 7.3728
T8 (≤4 ft, 1-2 Lamp) | 0.5 | 40 | 50 | 10410.3428 | 13012.9285 | 2.3124 | 2.8905 | 43 |  | 5 | 200 | 250 | [16 empty] | 3.012 | 3.0571
T8 (≤4 ft, 3-4 Lamp) | 2.5 | 200 | 250 | 79981.902 | 99977.3775 | 17.766 | 22.2075 | 55 |  | 9 | 1800 | 2250 | [16 empty] | 3.6184 | 3.6726
T8 (5-8 ft, 1-2 Lamp) | 1.5 | 120 | 150 | 45703.944 | 57129.93 | 10.152 | 12.69 | 93 |  | 8 | 960 | 1200 | [16 empty] | 2.038 | 2.0686
LED Linear Replacement Lamp (≤4ft) | 40 | 3200 | 4000 | 914078.88 | 1142598.6 | 203.04 | 253.8 | 9.5 |  | 16 | 51200 | 64000 | [16 empty] | 14.0712 | 14.2822
LED Linear Replacement Lamp (5-8ft) | 3.5 | 280 | 350 | 97755.658 | 122194.5725 | 21.714 | 27.1425 | 9.5 |  | 23 | 6440 | 8050 | [16 empty] | 17.1981 | 17.4561
Fluorescent Fixture Specular Reflector 4-ft |  | 0 | 0 | 0 | 0 | 0 | 0 | 30 |  | 0 | 0 | 0 | [16 empty] | n/a | n/a
Fluorescent Fixture Specular Reflector two 4-ft |  | 0 | 0 | 0 | 0 | 0 | 0 | 30 |  | 0 | 0 | 0 | [16 empty] | n/a | n/a
Fluorescent Fixture Specular Reflector 8-ft |  | 0 | 0 | 0 | 0 | 0 | 0 | 50 |  | 0 | 0 | 0 | [16 empty] | n/a | n/a
Fluorescent Fixture Specular Reflector two 8-ft |  | 0 | 0 | 0 | 0 | 0 | 0 | 50 |  | 0 | 0 | 0 | [16 empty] | n/a | n/a
Multi-CFL Fixture |  | 0 | 0 | 0 | 0 | 0 | 0 | 0 |  | 25 | 0 | 0 | [16 empty] | n/a | n/a
Indirect Fixture |  | 0 | 0 | 0 | 0 | 0 | 0 | 0 |  | 24 | 0 | 0 | [16 empty] | n/a | n/a
Ceiling Mount Occupancy | 0.3 | 24 | 30 | 8707.032 | 10883.79 | 0.27806 | 0.34758 | 125 |  | 30 | 720 | 900 | [16 empty] | 0.79144 | 0.80331
Wall Mount Occupancy | 0.2 | 16 | 20 | 5804.688 | 7255.86 | 0.18538 | 0.23172 | 55 |  | 12 | 192 | 240 | [16 empty] | 1.7987 | 1.8257
Fixture Mount Occupancy | 0.2 | 16 | 20 | 5804.688 | 7255.86 | 0.18538 | 0.23172 | 55 |  | 12 | 192 | 240 | [16 empty] | 1.7987 | 1.8257
Fixture Mount Photo Sensor |  | 0 | 0 | 0 | 0 | 0 | 0 | 65 |  | 28 | 0 | 0 | [16 empty] | n/a | n/a
Exit Sign | 1.6 | 128 | 160 | 70550.9376 | 88188.672 | 7.9411 | 9.9264 | 25 |  | 6 | 768 | 960 | [16 empty] | 9.4731 | 9.6151
HVAC |  | 24 | 24 | 117896.8616 | 117896.8616 | 12.654 | 12.654 |  |  |  | 7400 | 7400 | 5032 | 4255 | 2220 | 2220 | 1110 | 1110 | 1110 | 370 | 592 | 555 | 30% | 15% | 15% | 5% | 12432 | 11655 | 1.6057 | 1.671
Split Package Heat Pump |  | 4 | 4 | 7922.2072 | 7922.2072 | 1.204 | 1.204 | 370 |  | 250 | 1000 | 1000 | [16 empty] | 2.342 | 2.3772
Single System Heat Pump |  | 8 | 8 | 7253.8262 | 7253.8262 | 2.4079 | 2.4079 | 370 |  | 250 | 2000 | 2000 | [16 empty] | 1.1601 | 1.1775
Geothermal Heat Pump |  | 4 | 4 | 88851.1559 | 88851.1559 | 8.3851 | 8.3851 | 4100 |  | 700 | 2800 | 2800 | [16 empty] | 2.3082 | 2.3428
Heat Pump Water Heater |  | 8 | 8 | 13869.6723 | 13869.6723 | 0.65707 | 0.65707 | 700 |  | 200 | 1600 | 1600 | [16 empty] | 1.032 | 1.0475
Motors |  | 10 | 12 | 3014.6756 | 3617.6108 | 0.68515 | 0.82218 |  |  |  | 500 | 600 | 340 | 345 | 150 | 180 | 75 | 90 | 75 | 30 | 40 | 45 | 30% | 15% | 15% | 5% | 840 | 945 | 0.91561 | 0.96328
ODC Motor |  | 5 | 6 | 1768.6097 | 2122.3317 | 0.40196 | 0.48235 | 115 |  | 50 | 250 | 300 | [16 empty] | 1.3919 | 1.4128
TEFC Motor |  | 5 | 6 | 1246.0659 | 1495.2791 | 0.2832 | 0.33984 | 115 |  | 50 | 250 | 300 | [16 empty] | 0.98068 | 0.99539

## 2015
Year | 2015
[5 empty] | Total Annual Savings | [5 empty] | Total Costs |  | B/C Ratio -- Cost Tests |  |  |  |  | Net Present Value
Sector | Program | Participation | Measure Life | Remaining Life | kWh | Ret. kWh | kW | Ret. kW | Incremental Cost per Unit | Future Avoided Cost | Incentives | Admin | TRC | Utility | Societal | Participant | RIM | Avoided Energy & Demand | Avoided Environmental Costs | Lost Revenue | Program Delivery Costs | Participant Incentives | Incremental Cost | Avoided Energy & Demand Savings | [18 empty] | Avoided Environmental Costs | [18 empty] | Participant Bill Savings | [18 empty] | Incremental Cost
[24 empty] | 2015 | 2016 | 2017 | 2018 | 2019 | 2020 | 2021 | 2022 | 2023 | 2024 | 2025 | 2026 | 2027 | 2028 | 2029 | 2030 | 2031 | 2032 | 2033 | 2015 | 2016 | 2017 | 2018 | 2019 | 2020 | 2021 | 2022 | 2023 | 2024 | 2025 | 2026 | 2027 | 2028 | 2029 | 2030 | 2031 | 2032 | 2033 | 2015 | 2016 | 2017 | 2018 | 2019 | 2020 | 2021 | 2022 | 2023 | 2024 | 2025 | 2026 | 2027 | 2028 | 2029 | 2030 | 2031 | 2032 | 2033 | 2015 | 2016 | 2017 | 2018 | 2019 | 2020 | 2021 | 2022 | 2023 | 2024
| Total Portfolio | [11 empty] | 2.0797 | 3.0934 | 2.5675 | 9.3004 | 0.32152 | 2490017.0258 | 584069.9986 | 6939673.1604 | 408491.9625 | 396457 | 788801.223 | 273666.7587 | 277771.7601 | 281909.3211 | 286137.961 | 289531.7453 | 270315.7185 | 274370.4543 | 278486.0111 | 270958.0619 | 273237.7607 | 264625.9913 | 268595.3811 | 272504.0049 | 272703.3823 | 276793.933 | 108004.3704 | 18978.512 | 19263.1897 | 4991.4909 | 69850.1588 | 69850.1588 | 69842.6336 | 69842.6336 | 69620.2732 | 63742.0735 | 63742.0735 | 63742.0735 | 61038.6423 | 60619.9536 | 57684.3511 | 57684.3511 | 57657.9145 | 56842.6755 | 56842.6755 | 21823.5659 | 3647.9774 | 3647.9774 | 1001.4083 | 769513.5 | 781056.2025 | 792679.3916 | 804569.5825 | 813817.5781 | 750343.9064 | 761599.065 | 773023.051 | 748222.2324 | 753724.2285 | 724313.6697 | 735178.3747 | 745828.2954 | 745191.9632 | 756369.8426 | 326083.1029 | 55324.916 | 56154.7897 | 15646.3094 | 816008.9604 | 0 | 0 | -19500 | 0 | 0 | 0 | -21863.4189 | 0 | 0
| Residential Programs | [10 empty] | 201179.4175 | 1.027 | 1.3013 | 1.2759 | 7.9937 | 0.26019 | 357062.1558 | 86568.266 | 1097943.6084 | 201179.4175 | 73215 | 146509.523 | 53461.0288 | 54262.9443 | 55047.8731 | 55873.5912 | 55813.41 | 33091.6082 | 33587.9823 | 34091.802 | 28201.7259 | 26840.0796 | 14532.345 | 14750.3302 | 14851.2782 | 15074.0474 | 15300.1581 | 10716.4176 | 10877.1639 | 11040.3213 | 4991.4909 | 13952.7815 | 13952.7815 | 13945.2563 | 13945.2563 | 13722.8959 | 7844.6963 | 7844.6963 | 7844.6963 | 6359.62 | 5940.9313 | 3005.3289 | 3005.3289 | 2978.8923 | 2978.8923 | 2978.8923 | 2023.5605 | 2023.5605 | 2023.5605 | 1001.4083 | 166752.6489 | 169253.9387 | 171700.0939 | 174275.5953 | 174069.1811 | 100999.2834 | 102514.2727 | 104051.9867 | 85619.2562 | 81182.2077 | 41683.5185 | 42308.7713 | 42565.648 | 43204.1327 | 43852.1947 | 30235.613 | 30689.1472 | 31149.4844 | 15646.3094 | 173717.2604 | 0 | 0 | -19500 | 0 | 0 | 0 | -21863.4189 | 0 | 0
Residential | Residential Lighting | [9 empty] | 20100 | 11535.45 | 1.0294 | 1.6021 | 1.2886 | 4.8189 | 0.26232 | 50682.0763 | 12762.4701 | 161571.0033 | 11535.45 | 20100 | 37700 | 6801.5524 | 6903.5756 | 7007.1293 | 7112.2362 | 7218.9198 | 7327.2036 | 7437.1116 | 7548.6683 | 7661.8983 | 7776.8268 | 0 | 0 | 0 | 0 | 0 | 0 | 0 | 0 | 0 | 1814.2834 | 1814.2834 | 1814.2834 | 1814.2834 | 1814.2834 | 1814.2834 | 1814.2834 | 1814.2834 | 1814.2834 | 1814.2834 | 0 | 0 | 0 | 0 | 0 | 0 | 0 | 0 | 0 | 21682.8851 | 22008.1284 | 22338.2503 | 22673.3241 | 23013.4239 | 23358.6253 | 23709.0047 | 24064.6397 | 24425.6093 | 24791.9935 | 0 | 0 | 0 | 0 | 0 | 0 | 0 | 0 | 0 | 37700 | 0 | 0 | 0 | 0 | 0 | 0 | 0 | 0 | 0
Residential | LED | 3000 | 10 | 0 | 120354.6393 | 0 | 14.1511 | 0 | 10 | 0 | 15000 |  | 1.2775 | 2.5551 | 1.5993 | 4.5729 | 0.27937 | 38326.0822 | 9651.5553 | 122187.2773 | 0 | 15000 | 30000 | 5143.3736 | 5220.5242 | 5298.8321 | 5378.3146 | 5458.9893 | 5540.8741 | 5623.9872 | 5708.3471 | 5793.9723 | 5880.8818 | 0 | 0 | 0 | 0 | 0 | 0 | 0 | 0 | 0 | 1372.0429 | 1372.0429 | 1372.0429 | 1372.0429 | 1372.0429 | 1372.0429 | 1372.0429 | 1372.0429 | 1372.0429 | 1372.0429 | 0 | 0 | 0 | 0 | 0 | 0 | 0 | 0 | 0 | 16397.5753 | 16643.539 | 16893.192 | 17146.5899 | 17403.7888 | 17664.8456 | 17929.8183 | 18198.7656 | 18471.747 | 18748.8232 | 0 | 0 | 0 | 0 | 0 | 0 | 0 | 0 | 0 | 30000 | 0 | 0 | 0 | 0 | 0 | 0 | 0 | 0 | 0
Residential | ENERGY STAR Fixture | 500 | 9.4 | 0 | 38006.7282 | 0 | 4.4688 | 0 | 15 | 0 | 5000 |  | 1.6137 | 2.4206 | 2.0201 | 5.8114 | 0.27768 | 12102.9733 | 3047.8596 | 38585.456 | 0 | 5000 | 7500 | 1624.2232 | 1648.5866 | 1673.3154 | 1698.4151 | 1723.8914 | 1749.7497 | 1775.996 | 1802.6359 | 1829.6754 | 1857.1206 | 0 | 0 | 0 | 0 | 0 | 0 | 0 | 0 | 0 | 433.2767 | 433.2767 | 433.2767 | 433.2767 | 433.2767 | 433.2767 | 433.2767 | 433.2767 | 433.2767 | 433.2767 | 0 | 0 | 0 | 0 | 0 | 0 | 0 | 0 | 0 | 5178.1817 | 5255.8544 | 5334.6922 | 5414.7126 | 5495.9333 | 5578.3723 | 5662.0479 | 5746.9786 | 5833.1833 | 5920.681 | 0 | 0 | 0 | 0 | 0 | 0 | 0 | 0 | 0 | 7500 | 0 | 0 | 0 | 0 | 0 | 0 | 0 | 0 | 0
Residential | Advanced Power Strip | 10 | 10 | 0 | 786.297 | 0 | 0.1103 | 0 | 20 | 0 | 100 |  | 1.2651 | 2.5302 | 1.5804 | 4.4913 | 0.28168 | 253.0208 | 63.0552 | 798.2699 | 0 | 100 | 200 | 33.9555 | 34.4648 | 34.9818 | 35.5065 | 36.0391 | 36.5797 | 37.1284 | 37.6853 | 38.2506 | 38.8244 | 0 | 0 | 0 | 0 | 0 | 0 | 0 | 0 | 0 | 8.9638 | 8.9638 | 8.9638 | 8.9638 | 8.9638 | 8.9638 | 8.9638 | 8.9638 | 8.9638 | 8.9638 | 0 | 0 | 0 | 0 | 0 | 0 | 0 | 0 | 0 | 107.1281 | 108.735 | 110.3661 | 112.0215 | 113.7019 | 115.4074 | 117.1385 | 118.8956 | 120.679 | 122.4892 | 0 | 0 | 0 | 0 | 0 | 0 | 0 | 0 | 0 | 200 | 0 | 0 | 0 | 0 | 0 | 0 | 0 | 0 | 0
Residential | Appliance Recycling | [9 empty] | 9875 | 14124.0625 | 0.955 | 1.0981 | 1.1986 | 6.9644 | 0.24414 | 26353.2724 | 6722.1484 | 83942.2702 | 14124.0625 | 9875 | 13470.9184 | 4484.3901 | 4551.6559 | 4619.9307 | 4689.2297 | 3861.2831 | 3919.2023 | 3977.9903 | 4037.6602 | 113.3513 | 115.0516 | 116.7774 | 118.529 | 0 | 0 | 0 | 0 | 0 | 0 | 0 | 1193.9333 | 1193.9333 | 1193.9333 | 1193.9333 | 971.5729 | 971.5729 | 971.5729 | 971.5729 | 26.4366 | 26.4366 | 26.4366 | 26.4366 | 0 | 0 | 0 | 0 | 0 | 0 | 0 | 14268.9499 | 14482.9841 | 14700.2289 | 14920.7323 | 12323.9952 | 12508.8551 | 12696.488 | 12886.9353 | 355.9147 | 361.2534 | 366.6722 | 372.1723 | 0 | 0 | 0 | 0 | 0 | 0 | 0 | 28595 | 0 | 0 | -19500 | 0 | 0 | 0 | 0 | 0 | 0
Residential | Refrigerator Recycle | 40 | 8 | 0 | 53983.32 | 0 | 6.1625 | 0 | 93 | 0 | 3000 |  | 3.9293 | 4.8724 | 4.9319 | 13.3534 | 0.29426 | 14617.0699 | 3729.4373 | 46674.5882 | 0 | 3000 | 3720 | 2303.3303 | 2337.8802 | 2372.9484 | 2408.5427 | 2444.6708 | 2481.3409 | 2518.561 | 2556.3394 | 0 | 0 | 0 | 0 | 0 | 0 | 0 | 0 | 0 | 0 | 0 | 615.4098 | 615.4098 | 615.4098 | 615.4098 | 615.4098 | 615.4098 | 615.4098 | 615.4098 | 0 | 0 | 0 | 0 | 0 | 0 | 0 | 0 | 0 | 0 | 0 | 7354.8935 | 7465.2169 | 7577.1952 | 7690.8531 | 7806.2159 | 7923.3091 | 8042.1588 | 8162.7911 | 0 | 0 | 0 | 0 | 0 | 0 | 0 | 0 | 0 | 0 | 0 | 3720 | 0 | 0 | 0 | 0 | 0 | 0 | 0 | 0 | 0
Residential | Recycle and Replace - ENERGY STAR Refrigerator | 50 | 12 | 4 | 2319.0003 | 21824.2962 | 0.34953 | 3.2895 | 451 | 390 | 5000 |  | 0.52581 | 0.78092 | 0.65974 | 2.3243 | 0.22622 | 3904.6168 | 994.5399 | 12260.2052 | 0 | 5000 | 7425.9184 | 946.9733 | 961.1779 | 975.5955 | 990.2295 | 106.7978 | 108.3998 | 110.0258 | 111.6762 | 113.3513 | 115.0516 | 116.7774 | 118.529 | 0 | 0 | 0 | 0 | 0 | 0 | 0 | 248.797 | 248.797 | 248.797 | 248.797 | 26.4366 | 26.4366 | 26.4366 | 26.4366 | 26.4366 | 26.4366 | 26.4366 | 26.4366 | 0 | 0 | 0 | 0 | 0 | 0 | 0 | 2973.4254 | 3018.0268 | 3063.2972 | 3109.2466 | 335.3372 | 340.3673 | 345.4728 | 350.6549 | 355.9147 | 361.2534 | 366.6722 | 372.1723 | 0 | 0 | 0 | 0 | 0 | 0 | 0 | 22550 | 0 | 0 | -19500 | 0 | 0 | 0 | 0 | 0 | 0
Residential | Freezer Recycle | 25 | 8 | 0 | 28923.375 | 0 | 3.3018 | 0 | 93 | 0 | 1875 |  | 3.3684 | 4.1768 | 4.2279 | 11.5624 | 0.29133 | 7831.5857 | 1998.1712 | 25007.4767 | 0 | 1875 | 2325 | 1234.0865 | 1252.5978 | 1271.3868 | 1290.4576 | 1309.8144 | 1329.4616 | 1349.4036 | 1369.6446 | 0 | 0 | 0 | 0 | 0 | 0 | 0 | 0 | 0 | 0 | 0 | 329.7265 | 329.7265 | 329.7265 | 329.7265 | 329.7265 | 329.7265 | 329.7265 | 329.7265 | 0 | 0 | 0 | 0 | 0 | 0 | 0 | 0 | 0 | 0 | 0 | 3940.631 | 3999.7404 | 4059.7366 | 4120.6326 | 4182.4421 | 4245.1787 | 4308.8564 | 4373.4892 | 0 | 0 | 0 | 0 | 0 | 0 | 0 | 0 | 0 | 0 | 0 | 2325 | 0 | 0 | 0 | 0 | 0 | 0 | 0 | 0 | 0
Residential | High Efficiency HVAC | [9 empty] | 43240 | 14420.54 | 1.055 | 2.0083 | 1.2878 | 3.9596 | 0.29546 | 115798.2436 | 25548.7465 | 334260.7277 | 14420.54 | 43240 | 95338.6047 | 11772.9517 | 11949.546 | 12128.7892 | 12310.7211 | 12495.3819 | 12682.8126 | 12873.0548 | 13066.1506 | 10845.5635 | 11008.2469 | 11173.3707 | 11340.9712 | 11511.0858 | 11683.7521 | 11859.0083 | 10716.4176 | 10877.1639 | 11040.3213 | 4991.4909 | 2853.3822 | 2853.3822 | 2853.3822 | 2853.3822 | 2853.3822 | 2853.3822 | 2853.3822 | 2853.3822 | 2313.4423 | 2313.4423 | 2313.4423 | 2313.4423 | 2313.4423 | 2313.4423 | 2313.4423 | 2023.5605 | 2023.5605 | 2023.5605 | 1001.4083 | 34101.3758 | 34612.8965 | 35132.0899 | 35659.0713 | 36193.9573 | 36736.8667 | 37287.9197 | 37847.2385 | 31145.7613 | 31612.9477 | 32087.1419 | 32568.4491 | 33056.9758 | 33552.8304 | 34056.1229 | 30235.613 | 30689.1472 | 31149.4844 | 15646.3094 | 107422.2604 | 0 | 0 | 0 | 0 | 0 | 0 | -21863.4189 | 0 | 0
Residential | Heat Pump SEER 15 | 50 | 18 | 0 | 25065.4375 | 0 | 25.8038 | 0 | 293.8082 | 0 | 13750 |  | 1.1 | 1.1753 | 1.2874 | 3.4021 | 0.32334 | 16159.8349 | 2752.3535 | 36228.4123 | 0 | 13750 | 14690.4124 | 1523.2799 | 1546.1291 | 1569.321 | 1592.8608 | 1616.7537 | 1641.005 | 1665.6201 | 1690.6044 | 1715.9635 | 1741.7029 | 1767.8285 | 1794.3459 | 1821.2611 | 1848.58 | 1876.3087 | 1904.4534 | 1933.0202 | 1962.0155 | 0 | 285.746 | 285.746 | 285.746 | 285.746 | 285.746 | 285.746 | 285.746 | 285.746 | 285.746 | 285.746 | 285.746 | 285.746 | 285.746 | 285.746 | 285.746 | 285.746 | 285.746 | 285.746 | 0 | 3415.0109 | 3466.236 | 3518.2296 | 3571.003 | 3624.568 | 3678.9366 | 3734.1206 | 3790.1324 | 3846.9844 | 3904.6892 | 3963.2595 | 4022.7084 | 4083.049 | 4144.2948 | 4206.4592 | 4269.5561 | 4333.5994 | 4398.6034 | 0 | 14690.4124 | 0 | 0 | 0 | 0 | 0 | 0 | 0 | 0 | 0
Residential | Early Retirement Heat Pump SEER 15 | 5 | 18 | 8 | 2506.5438 | 17216.7448 | 2.5804 | 9.8558 | 2480.1501 | 2186.3419 | 3250 |  | 0.99097 | 1.9389 | 1.1941 | 3.0809 | 0.32165 | 6301.5302 | 1291.4895 | 16341.4472 | 0 | 3250 | 6358.9228 | 890.6676 | 904.0276 | 917.588 | 931.3518 | 945.3221 | 959.5019 | 973.8945 | 988.5029 | 171.5963 | 174.1703 | 176.7828 | 179.4346 | 182.1261 | 184.858 | 187.6309 | 190.4453 | 193.302 | 196.2015 | 0 | 196.2709 | 196.2709 | 196.2709 | 196.2709 | 196.2709 | 196.2709 | 196.2709 | 196.2709 | 28.5746 | 28.5746 | 28.5746 | 28.5746 | 28.5746 | 28.5746 | 28.5746 | 28.5746 | 28.5746 | 28.5746 | 0 | 2345.675 | 2380.8601 | 2416.573 | 2452.8216 | 2489.614 | 2526.9582 | 2564.8625 | 2603.3355 | 384.6984 | 390.4689 | 396.326 | 402.2708 | 408.3049 | 414.4295 | 420.6459 | 426.9556 | 433.3599 | 439.8603 | 0 | 12400.7507 | 0 | 0 | 0 | 0 | 0 | 0 | -10931.7095 | 0 | 0
Residential | Heat Pump SEER 15 Replace Electric Furnace | 3 | 18 | 0 | 49019.8144 | 0 | 17.5234 | 0 | 4554 | 0 | 4650 |  | 1.8073 | 5.3099 | 2.2013 | 5.5263 | 0.32703 | 24691.2265 | 5382.7051 | 70850.9495 | 0 | 4650 | 13662 | 2327.4773 | 2362.3894 | 2397.8253 | 2433.7927 | 2470.2995 | 2507.354 | 2544.9643 | 2583.1388 | 2621.8859 | 2661.2142 | 2701.1324 | 2741.6494 | 2782.7741 | 2824.5157 | 2866.8835 | 2909.8867 | 2953.535 | 2997.838 | 0 | 558.8259 | 558.8259 | 558.8259 | 558.8259 | 558.8259 | 558.8259 | 558.8259 | 558.8259 | 558.8259 | 558.8259 | 558.8259 | 558.8259 | 558.8259 | 558.8259 | 558.8259 | 558.8259 | 558.8259 | 558.8259 | 0 | 6678.6466 | 6778.8263 | 6880.5087 | 6983.7163 | 7088.472 | 7194.7991 | 7302.7211 | 7412.2619 | 7523.4458 | 7636.2975 | 7750.842 | 7867.1046 | 7985.1112 | 8104.8879 | 8226.4612 | 8349.8581 | 8475.106 | 8602.2326 | 0 | 13662 | 0 | 0 | 0 | 0 | 0 | 0 | 0 | 0 | 0
Residential | CAC SEER 15 | 8 | 18 | 0 | 1833.9574 | 0 | 3.336 | 0 | 238 | 0 | 1840 |  | 0.78058 | 0.80773 | 0.88634 | 2.3586 | 0.33095 | 1486.2189 | 201.3809 | 2650.7164 | 0 | 1840 | 1904 | 140.0959 | 142.1974 | 144.3303 | 146.4953 | 148.6927 | 150.9231 | 153.187 | 155.4848 | 157.817 | 160.1843 | 162.5871 | 165.0259 | 167.5013 | 170.0138 | 172.564 | 175.1524 | 177.7797 | 180.4464 | 0 | 20.9071 | 20.9071 | 20.9071 | 20.9071 | 20.9071 | 20.9071 | 20.9071 | 20.9071 | 20.9071 | 20.9071 | 20.9071 | 20.9071 | 20.9071 | 20.9071 | 20.9071 | 20.9071 | 20.9071 | 20.9071 | 0 | 249.8654 | 253.6133 | 257.4175 | 261.2788 | 265.198 | 269.176 | 273.2136 | 277.3118 | 281.4715 | 285.6935 | 289.9789 | 294.3286 | 298.7436 | 303.2247 | 307.7731 | 312.3897 | 317.0755 | 321.8317 | 0 | 1904 | 0 | 0 | 0 | 0 | 0 | 0 | 0 | 0 | 0
Residential | Ductless Mini-Split AC SEER ≥19 | 5 | 18 | 0 | 1870.4301 | 0 | 3.5107 | 0 | 300 | 0 | 1000 |  | 1.0257 | 1.5385 | 1.1626 | 2.469 | 0.41543 | 1538.5017 | 205.3858 | 2703.4322 | 0 | 1000 | 1500 | 145.0243 | 147.1997 | 149.4077 | 151.6488 | 153.9235 | 156.2324 | 158.5758 | 160.9545 | 163.3688 | 165.8193 | 168.3066 | 170.8312 | 173.3937 | 175.9946 | 178.6345 | 181.314 | 184.0337 | 186.7942 | 0 | 21.3229 | 21.3229 | 21.3229 | 21.3229 | 21.3229 | 21.3229 | 21.3229 | 21.3229 | 21.3229 | 21.3229 | 21.3229 | 21.3229 | 21.3229 | 21.3229 | 21.3229 | 21.3229 | 21.3229 | 21.3229 | 0 | 254.8345 | 258.657 | 262.5369 | 266.475 | 270.4721 | 274.5292 | 278.6471 | 282.8268 | 287.0692 | 291.3752 | 295.7459 | 300.1821 | 304.6848 | 309.2551 | 313.8939 | 318.6023 | 323.3813 | 328.2321 | 0 | 1500 | 0 | 0 | 0 | 0 | 0 | 0 | 0 | 0 | 0
Residential | Ductless Mini-Split HP SEER ≥19 | 5 | 18 | 0 | 9366.288 | 0 | 4.3883 | 0 | 716 | 0 | 1000 |  | 1.3788 | 4.936 | 1.6661 | 4.0608 | 0.33954 | 4936.0458 | 1028.4814 | 13537.5951 | 0 | 1000 | 3580 | 465.2881 | 472.2674 | 479.3515 | 486.5417 | 493.8399 | 501.2475 | 508.7662 | 516.3977 | 524.1436 | 532.0058 | 539.9859 | 548.0857 | 556.3069 | 564.6515 | 573.1213 | 581.7181 | 590.4439 | 599.3006 | 0 | 106.7757 | 106.7757 | 106.7757 | 106.7757 | 106.7757 | 106.7757 | 106.7757 | 106.7757 | 106.7757 | 106.7757 | 106.7757 | 106.7757 | 106.7757 | 106.7757 | 106.7757 | 106.7757 | 106.7757 | 106.7757 | 0 | 1276.0988 | 1295.2403 | 1314.6689 | 1334.3889 | 1354.4048 | 1374.7208 | 1395.3417 | 1416.2718 | 1437.5159 | 1459.0786 | 1480.9648 | 1503.1792 | 1525.7269 | 1548.6128 | 1571.842 | 1595.4197 | 1619.351 | 1643.6412 | 0 | 3580 | 0 | 0 | 0 | 0 | 0 | 0 | 0 | 0 | 0
Residential | Heat Pump Water Heater | 12 | 15 | 0 | 21782.3203 | 0 | 1.0319 | 0 | 700 | 0 | 3000 |  | 1.032 | 2.8896 | 1.2938 | 3.7578 | 0.27463 | 8668.789 | 2199.2915 | 28565.1315 | 0 | 3000 | 8400 | 900.6232 | 914.1326 | 927.8446 | 941.7622 | 955.8887 | 970.227 | 984.7804 | 999.5521 | 1014.5454 | 1029.7636 | 1045.21 | 1060.8882 | 1076.8015 | 1092.9535 | 1109.3478 | 0 | 0 | 0 | 0 | 248.3185 | 248.3185 | 248.3185 | 248.3185 | 248.3185 | 248.3185 | 248.3185 | 248.3185 | 248.3185 | 248.3185 | 248.3185 | 248.3185 | 248.3185 | 248.3185 | 248.3185 | 0 | 0 | 0 | 0 | 2967.7064 | 3012.222 | 3057.4054 | 3103.2664 | 3149.8154 | 3197.0627 | 3245.0186 | 3293.6939 | 3343.0993 | 3393.2458 | 3444.1445 | 3495.8066 | 3548.2437 | 3601.4674 | 3655.4894 | 0 | 0 | 0 | 0 | 8400 | 0 | 0 | 0 | 0 | 0 | 0 | 0 | 0 | 0
Residential | Electric Storage Water Heater EF 0.95 | 10 | 15 | 0 | 1317.2219 | 0 | 0.15037 | 0 | 51.06 | 0 | 1000 |  | 1.0595 | 0.54097 | 1.3199 | 5.3415 | 0.19835 | 540.9671 | 132.9957 | 1727.3925 | 0 | 1000 | 510.6 | 56.2025 | 57.0455 | 57.9012 | 58.7697 | 59.6513 | 60.546 | 61.4542 | 62.376 | 63.3117 | 64.2614 | 65.2253 | 66.2037 | 67.1967 | 68.2047 | 69.2277 | 0 | 0 | 0 | 0 | 15.0163 | 15.0163 | 15.0163 | 15.0163 | 15.0163 | 15.0163 | 15.0163 | 15.0163 | 15.0163 | 15.0163 | 15.0163 | 15.0163 | 15.0163 | 15.0163 | 15.0163 | 0 | 0 | 0 | 0 | 179.4633 | 182.1553 | 184.8876 | 187.6609 | 190.4758 | 193.333 | 196.233 | 199.1765 | 202.1641 | 205.1966 | 208.2745 | 211.3986 | 214.5696 | 217.7882 | 221.055 | 0 | 0 | 0 | 0 | 510.6 | 0 | 0 | 0 | 0 | 0 | 0 | 0 | 0 | 0
Residential | Electric Storage Water Heater EF >0.95 | 10 | 15 | 0 | 2328.6815 | 0 | 0.26583 | 0 | 51.06 | 0 | 1200 |  | 1.873 | 0.79697 | 2.3335 | 8.331 | 0.22482 | 956.3613 | 235.1195 | 3053.8111 | 0 | 1200 | 510.6 | 99.3589 | 100.8493 | 102.362 | 103.8974 | 105.4559 | 107.0377 | 108.6433 | 110.273 | 111.927 | 113.606 | 115.31 | 117.0397 | 118.7953 | 120.5772 | 122.3859 | 0 | 0 | 0 | 0 | 26.547 | 26.547 | 26.547 | 26.547 | 26.547 | 26.547 | 26.547 | 26.547 | 26.547 | 26.547 | 26.547 | 26.547 | 26.547 | 26.547 | 26.547 | 0 | 0 | 0 | 0 | 317.2685 | 322.0275 | 326.8579 | 331.7608 | 336.7372 | 341.7882 | 346.915 | 352.1188 | 357.4006 | 362.7616 | 368.203 | 373.726 | 379.3319 | 385.0219 | 390.7972 | 0 | 0 | 0 | 0 | 510.6 | 0 | 0 | 0 | 0 | 0 | 0 | 0 | 0 | 0
Residential | Geothermal EER ≥21 | 12 | 25 | 0 | 62006.7086 | 0 | 9.5772 | 0 | 2313.6581 | 0 | 7800 |  | 1.0574 | 3.7639 | 1.3082 | 3.5955 | 0.29409 | 29358.0666 | 6962.622 | 92025.6893 | 0 | 7800 | 27763.8973 | 2695.0936 | 2735.52 | 2776.5528 | 2818.2011 | 2860.4741 | 2903.3812 | 2946.9319 | 2991.1359 | 3036.0029 | 3081.543 | 3127.7661 | 3174.6826 | 3222.3029 | 3270.6374 | 3319.697 | 3369.4924 | 3420.0348 | 3471.3353 | 3523.4054 | 706.8765 | 706.8765 | 706.8765 | 706.8765 | 706.8765 | 706.8765 | 706.8765 | 706.8765 | 706.8765 | 706.8765 | 706.8765 | 706.8765 | 706.8765 | 706.8765 | 706.8765 | 706.8765 | 706.8765 | 706.8765 | 706.8765 | 8448.0306 | 8574.7511 | 8703.3723 | 8833.9229 | 8966.4317 | 9100.9282 | 9237.4421 | 9376.0038 | 9516.6438 | 9659.3935 | 9804.2844 | 9951.3487 | 10100.6189 | 10252.1282 | 10405.9101 | 10561.9987 | 10720.4287 | 10881.2352 | 11044.4537 | 27763.8973 | 0 | 0 | 0 | 0 | 0 | 0 | 0 | 0 | 0
Residential | Early Retirement Geothermal EER ≥21 | 5 | 25 | 8 | 25836.1286 | 58489.0831 | 3.9905 | 8.4089 | 4500 | 2186.3419 | 4750 |  | 1.2857 | 4.4549 | 1.5991 | 4.3338 | 0.29668 | 21160.7016 | 5156.9216 | 66576.1505 | 0 | 4750 | 16458.1721 | 2529.8404 | 2567.7881 | 2606.3049 | 2645.3994 | 2685.0804 | 2725.3566 | 2766.237 | 2807.7305 | 1265.0012 | 1283.9762 | 1303.2359 | 1322.7844 | 1342.6262 | 1362.7656 | 1383.2071 | 1403.9552 | 1425.0145 | 1446.3897 | 1468.0856 | 666.7755 | 666.7755 | 666.7755 | 666.7755 | 666.7755 | 666.7755 | 666.7755 | 666.7755 | 294.5319 | 294.5319 | 294.5319 | 294.5319 | 294.5319 | 294.5319 | 294.5319 | 294.5319 | 294.5319 | 294.5319 | 294.5319 | 7968.7759 | 8088.3075 | 8209.6321 | 8332.7766 | 8457.7682 | 8584.6348 | 8713.4043 | 8844.1054 | 3965.2683 | 4024.7473 | 4085.1185 | 4146.3953 | 4208.5912 | 4271.7201 | 4335.7959 | 4400.8328 | 4466.8453 | 4533.848 | 4601.8557 | 22500 | 0 | 0 | 0 | 0 | 0 | 0 | -10931.7095 | 0 | 0
Residential | Whole House Efficiency | [9 empty] | 0 | 32287.5 | 1.0497 | 1.0497 | 1.2932 | n/a | 0.25532 | 33892.9795 | 7861.5169 | 100461.5288 | 32287.5 | 0 | 0 | 4290.8428 | 4355.2055 | 4420.5336 | 4486.8416 | 4554.1442 | 3934.0953 | 3993.1068 | 4053.0034 | 4113.7984 | 3629.8493 | 2212.1169 | 2245.2987 | 2278.9782 | 2313.1628 | 2347.8603 | 0 | 0 | 0 | 0 | 1080.6697 | 1080.6697 | 1080.6697 | 1080.6697 | 1080.6697 | 909.9878 | 909.9878 | 909.9878 | 909.9878 | 781.1605 | 436.1392 | 436.1392 | 436.1392 | 436.1392 | 436.1392 | 0 | 0 | 0 | 0 | 12915.3129 | 13109.0425 | 13305.6782 | 13505.2634 | 13707.8423 | 11715.9557 | 11891.695 | 12070.0704 | 12251.1215 | 10674.4768 | 6049.1943 | 6139.9322 | 6232.0312 | 6325.5117 | 6420.3943 | 0 | 0 | 0 | 0 | 0 | 0 | 0 | 0 | 0 | 0 | 0 | 0 | 0 | 0
Residential | Measures | [11 empty] | n/a | n/a | n/a | [8 empty] | 2545.0869 | 2583.2632 | 2622.0122 | 2661.3423 | 2701.2625 | 2053.4204 | 2084.2217 | 2115.485 | 2147.2173 | 2179.4256 | 2212.1169 | 2245.2987 | 2278.9782 | 2313.1628 | 2347.8603 | 0 | 0 | 0 | 0 | 606.8212 | 606.8212 | 606.8212 | 606.8212 | 606.8212 | 436.1392 | 436.1392 | 436.1392 | 436.1392 | 436.1392 | 436.1392 | 436.1392 | 436.1392 | 436.1392 | 436.1392 | 0 | 0 | 0 | 0 | 7252.2485 | 7361.0323 | 7471.4478 | 7583.5195 | 7697.2723 | 5615.2271 | 5699.4555 | 5784.9473 | 5871.7215 | 5959.7973 | 6049.1943 | 6139.9322 | 6232.0312 | 6325.5117 | 6420.3943 | 0 | 0 | 0 | 0 | 0 | 0 | 0 | 0 | 0 | 0 | 0 | 0 | 0 | 0
Residential | Air Sealing (Electric Heat) | 15 | 15 | 0 | 21112.2898 | 0 | 8.9839 | 0 | 0 | 0 | 0 |  | n/a | n/a | n/a | n/a | 0.35838 | 9922.1449 | 2131.6406 | 27686.4598 | 0 | 0 | 0 | 1030.8377 | 1046.3002 | 1061.9947 | 1077.9247 | 1094.0935 | 1110.5049 | 1127.1625 | 1144.0699 | 1161.231 | 1178.6494 | 1196.3292 | 1214.2741 | 1232.4882 | 1250.9756 | 1269.7402 | 0 | 0 | 0 | 0 | 240.6801 | 240.6801 | 240.6801 | 240.6801 | 240.6801 | 240.6801 | 240.6801 | 240.6801 | 240.6801 | 240.6801 | 240.6801 | 240.6801 | 240.6801 | 240.6801 | 240.6801 | 0 | 0 | 0 | 0 | 2876.4189 | 2919.5652 | 2963.3587 | 3007.8091 | 3052.9262 | 3098.7201 | 3145.2009 | 3192.3789 | 3240.2646 | 3288.8686 | 3338.2016 | 3388.2746 | 3439.0987 | 3490.6852 | 3543.0455 | 0 | 0 | 0 | 0 | 0 | 0 | 0 | 0 | 0 | 0 | 0 | 0 | 0 | 0
Residential | Air Sealing (Gas Heat) | 85 | 15 | 0 | 5084.9819 | 0 | 7.8461 | 0 | 0 | 0 | 0 |  | n/a | n/a | n/a | n/a | 0.52061 | 3471.6411 | 513.4144 | 6668.3978 | 0 | 0 | 0 | 360.6779 | 366.0881 | 371.5794 | 377.1531 | 382.8104 | 388.5525 | 394.3808 | 400.2965 | 406.301 | 412.3955 | 418.5814 | 424.8601 | 431.2331 | 437.7015 | 444.2671 | 0 | 0 | 0 | 0 | 57.9688 | 57.9688 | 57.9688 | 57.9688 | 57.9688 | 57.9688 | 57.9688 | 57.9688 | 57.9688 | 57.9688 | 57.9688 | 57.9688 | 57.9688 | 57.9688 | 57.9688 | 0 | 0 | 0 | 0 | 692.7973 | 703.1893 | 713.7371 | 724.4432 | 735.3098 | 746.3395 | 757.5346 | 768.8976 | 780.4311 | 792.1375 | 804.0196 | 816.0799 | 828.3211 | 840.7459 | 853.3571 | 0 | 0 | 0 | 0 | 0 | 0 | 0 | 0 | 0 | 0 | 0 | 0 | 0 | 0
Residential | Hot Water Pipe Insulation | 85 | 15 | 0 | 12060.5565 | 0 | 1.3768 | 0 | 0 | 0 | 0 |  | n/a | n/a | n/a | n/a | 0.31317 | 4953.1247 | 1217.716 | 15816.1012 | 0 | 0 | 0 | 514.5931 | 522.312 | 530.1467 | 538.0989 | 546.1704 | 554.3629 | 562.6784 | 571.1186 | 579.6853 | 588.3806 | 597.2063 | 606.1644 | 615.2569 | 624.4857 | 633.853 | 0 | 0 | 0 | 0 | 137.4903 | 137.4903 | 137.4903 | 137.4903 | 137.4903 | 137.4903 | 137.4903 | 137.4903 | 137.4903 | 137.4903 | 137.4903 | 137.4903 | 137.4903 | 137.4903 | 137.4903 | 0 | 0 | 0 | 0 | 1643.1762 | 1667.8239 | 1692.8412 | 1718.2339 | 1744.0074 | 1770.1675 | 1796.72 | 1823.6708 | 1851.0259 | 1878.7912 | 1906.9731 | 1935.5777 | 1964.6114 | 1994.0805 | 2023.9918 | 0 | 0 | 0 | 0 | 0 | 0 | 0 | 0 | 0 | 0 | 0 | 0 | 0 | 0
Residential | Water Heater Tank Wrap | 100 | 5 | 0 | 14972.1 | 0 | 1.7171 | 0 | 0 | 0 | 0 |  | n/a | n/a | n/a | n/a | 0.31325 | 2792.0678 | 725.5912 | 8913.3186 | 0 | 0 | 0 | 638.9782 | 648.5629 | 658.2913 | 668.1657 | 678.1882 | 0 | 0 | 0 | 0 | 0 | 0 | 0 | 0 | 0 | 0 | 0 | 0 | 0 | 0 | 170.6819 | 170.6819 | 170.6819 | 170.6819 | 170.6819 | 0 | 0 | 0 | 0 | 0 | 0 | 0 | 0 | 0 | 0 | 0 | 0 | 0 | 0 | 2039.856 | 2070.4539 | 2101.5107 | 2133.0333 | 2165.0288 | 0 | 0 | 0 | 0 | 0 | 0 | 0 | 0 | 0 | 0 | 0 | 0 | 0 | 0 | 0 | 0 | 0 | 0 | 0 | 0 | 0 | 0 | 0 | 0
Residential | Residential Kit | [11 empty] | n/a | n/a | n/a | n/a | 0.30824 | 12754.0009 | 3273.1547 | 41377.2515 | 0 | 0 | 0 | 1745.7559 | 1771.9423 | 1798.5214 | 1825.4992 | 1852.8817 | 1880.675 | 1908.8851 | 1937.5184 | 1966.5811 | 1450.4237 | 0 | 0 | 0 | 0 | 0 | 0 | 0 | 0 | 0 | 473.8485 | 473.8485 | 473.8485 | 473.8485 | 473.8485 | 473.8485 | 473.8485 | 473.8485 | 473.8485 | 345.0213 | 0 | 0 | 0 | 0 | 0 | 0 | 0 | 0 | 0 | 5663.0643 | 5748.0103 | 5834.2304 | 5921.7439 | 6010.57 | 6100.7286 | 6192.2395 | 6285.1231 | 6379.4 | 4714.6795 | 0 | 0 | 0 | 0 | 0 | 0 | 0 | 0 | 0 | 0 | 0 | 0 | 0 | 0 | 0 | 0 | 0 | 0 | 0
Residential | LED | 400 | 10 | 0 | 16047.2852 | 0 | 1.262 | 0 | 0 | 0 | 0 |  | n/a | n/a | n/a | n/a | 0.30801 | 5018.0524 | 1286.874 | 16291.637 | 0 | 0 | 0 | 673.4244 | 683.5258 | 693.7786 | 704.1853 | 714.7481 | 725.4693 | 736.3514 | 747.3966 | 758.6076 | 769.9867 | 0 | 0 | 0 | 0 | 0 | 0 | 0 | 0 | 0 | 182.9391 | 182.9391 | 182.9391 | 182.9391 | 182.9391 | 182.9391 | 182.9391 | 182.9391 | 182.9391 | 182.9391 | 0 | 0 | 0 | 0 | 0 | 0 | 0 | 0 | 0 | 2186.3434 | 2219.1385 | 2252.4256 | 2286.212 | 2320.5052 | 2355.3127 | 2390.6424 | 2426.5021 | 2462.8996 | 2499.8431 | 0 | 0 | 0 | 0 | 0 | 0 | 0 | 0 | 0 | 0 | 0 | 0 | 0 | 0 | 0 | 0 | 0 | 0 | 0
Residential | Faucet Aerator - Bathroom | 100 | 9 | 0 | 11300.6393 | 0 | 1.0401 | 0 | 0 | 0 | 0 |  | n/a | n/a | n/a | n/a | 0.30996 | 3301.497 | 846.1229 | 10651.3845 | 0 | 0 | 0 | 477.2266 | 484.385 | 491.6508 | 499.0256 | 506.5109 | 514.1086 | 521.8202 | 529.6475 | 537.5922 | 0 | 0 | 0 | 0 | 0 | 0 | 0 | 0 | 0 | 0 | 128.8273 | 128.8273 | 128.8273 | 128.8273 | 128.8273 | 128.8273 | 128.8273 | 128.8273 | 128.8273 | 0 | 0 | 0 | 0 | 0 | 0 | 0 | 0 | 0 | 0 | 1539.6422 | 1562.7369 | 1586.1779 | 1609.9706 | 1634.1201 | 1658.6319 | 1683.5114 | 1708.7641 | 1734.3955 | 0 | 0 | 0 | 0 | 0 | 0 | 0 | 0 | 0 | 0 | 0 | 0 | 0 | 0 | 0 | 0 | 0 | 0 | 0 | 0
Residential | Low Flow Showerhead | 100 | 10 | 0 | 14217.7368 | 0 | 1.0401 | 0 | 0 | 0 | 0 |  | n/a | n/a | n/a | n/a | 0.30722 | 4434.4514 | 1140.1577 | 14434.23 | 0 | 0 | 0 | 595.1049 | 604.0315 | 613.092 | 622.2884 | 631.6227 | 641.097 | 650.7135 | 660.4742 | 670.3813 | 680.437 | 0 | 0 | 0 | 0 | 0 | 0 | 0 | 0 | 0 | 162.0822 | 162.0822 | 162.0822 | 162.0822 | 162.0822 | 162.0822 | 162.0822 | 162.0822 | 162.0822 | 162.0822 | 0 | 0 | 0 | 0 | 0 | 0 | 0 | 0 | 0 | 1937.0787 | 1966.1349 | 1995.6269 | 2025.5613 | 2055.9447 | 2086.7839 | 2118.0857 | 2149.857 | 2182.1048 | 2214.8364 | 0 | 0 | 0 | 0 | 0 | 0 | 0 | 0 | 0 | 0 | 0 | 0 | 0 | 0 | 0 | 0 | 0 | 0 | 0
Residential | Residential Audit | [9 empty] | 0 | 25263 | 1.0194 | 1.0194 | 1.2785 | n/a | 0.23841 | 25752.9043 | 6546.3094 | 82754.503 | 25263 | 0 | 0 | 3525.0062 | 3577.8813 | 3631.5495 | 3686.0228 | 3741.3131 | 3797.4328 | 3854.3943 | 3912.2102 | 3970.8934 | 2929.1092 | 0 | 0 | 0 | 0 | 0 | 0 | 0 | 0 | 0 | 947.6971 | 947.6971 | 947.6971 | 947.6971 | 947.6971 | 947.6971 | 947.6971 | 947.6971 | 947.6971 | 690.0425 | 0 | 0 | 0 | 0 | 0 | 0 | 0 | 0 | 0 | 11326.1286 | 11496.0205 | 11668.4609 | 11843.4878 | 12021.1401 | 12201.4572 | 12384.479 | 12570.2462 | 12758.7999 | 9429.359 | 0 | 0 | 0 | 0 | 0 | 0 | 0 | 0 | 0 | 0 | 0 | 0 | 0 | 0 | 0 | 0 | 0 | 0 | 0
Residential | Residential Audit | [10 empty] | 14238 | 0 | 0 | 0 | n/a | 0 | 0 | 0 | 0 | 14238 | 0 | 0 | 0 | 0 | 0 | 0 | 0 | 0 | 0 | 0 | 0 | 0 | 0 | 0 | 0 | 0 | 0 | 0 | 0 | 0 | 0 | 0 | 0 | 0 | 0 | 0 | 0 | 0 | 0 | 0 | 0 | 0 | 0 | 0 | 0 | 0 | 0 | 0 | 0 | 0 | 0 | 0 | 0 | 0 | 0 | 0 | 0 | 0 | 0 | 0 | 0 | 0 | 0 | 0 | 0 | 0 | 0 | 0 | 0 | 0 | 0 | 0 | 0 | 0 | 0 | 0 | 0 | 0 | 0
Residential | Residential Kit | [10 empty] | 11025 | 2.3359 | 2.3359 | 2.9296 | n/a | 0.27461 | 25752.9043 | 6546.3094 | 82754.503 | 11025 | 0 | 0 | 3525.0062 | 3577.8813 | 3631.5495 | 3686.0228 | 3741.3131 | 3797.4328 | 3854.3943 | 3912.2102 | 3970.8934 | 2929.1092 | 0 | 0 | 0 | 0 | 0 | 0 | 0 | 0 | 0 | 947.6971 | 947.6971 | 947.6971 | 947.6971 | 947.6971 | 947.6971 | 947.6971 | 947.6971 | 947.6971 | 690.0425 | 0 | 0 | 0 | 0 | 0 | 0 | 0 | 0 | 0 | 11326.1286 | 11496.0205 | 11668.4609 | 11843.4878 | 12021.1401 | 12201.4572 | 12384.479 | 12570.2462 | 12758.7999 | 9429.359 | 0 | 0 | 0 | 0 | 0 | 0 | 0 | 0 | 0 | 0 | 0 | 0 | 0 | 0 | 0 | 0 | 0 | 0 | 0
Residential | LED | 800 | 10 | 0 | 32094.5705 | 0 | 3.7736 | 0 | 0 | 0 | 0 |  | n/a | n/a | n/a | n/a | 0.31367 | 10220.2886 | 2573.7481 | 32583.274 | 0 | 0 | 0 | 1371.5663 | 1392.1398 | 1413.0219 | 1434.2172 | 1455.7305 | 1477.5664 | 1499.7299 | 1522.2259 | 1545.0593 | 1568.2352 | 0 | 0 | 0 | 0 | 0 | 0 | 0 | 0 | 0 | 365.8781 | 365.8781 | 365.8781 | 365.8781 | 365.8781 | 365.8781 | 365.8781 | 365.8781 | 365.8781 | 365.8781 | 0 | 0 | 0 | 0 | 0 | 0 | 0 | 0 | 0 | 4372.6868 | 4438.2771 | 4504.8512 | 4572.424 | 4641.0103 | 4710.6255 | 4781.2849 | 4853.0041 | 4925.7992 | 4999.6862 | 0 | 0 | 0 | 0 | 0 | 0 | 0 | 0 | 0 | 0 | 0 | 0 | 0 | 0 | 0 | 0 | 0 | 0 | 0
Residential | Faucet Aerator - Bathroom | 200 | 9 | 0 | 22601.2786 | 0 | 2.524 | 0 | 0 | 0 | 0 |  | n/a | n/a | n/a | n/a | 0.31281 | 6663.7128 | 1692.2459 | 21302.769 | 0 | 0 | 0 | 963.23 | 977.6785 | 992.3437 | 1007.2288 | 1022.3373 | 1037.6723 | 1053.2374 | 1069.036 | 1085.0715 | 0 | 0 | 0 | 0 | 0 | 0 | 0 | 0 | 0 | 0 | 257.6546 | 257.6546 | 257.6546 | 257.6546 | 257.6546 | 257.6546 | 257.6546 | 257.6546 | 257.6546 | 0 | 0 | 0 | 0 | 0 | 0 | 0 | 0 | 0 | 0 | 3079.2844 | 3125.4737 | 3172.3558 | 3219.9411 | 3268.2403 | 3317.2639 | 3367.0228 | 3417.5282 | 3468.7911 | 0 | 0 | 0 | 0 | 0 | 0 | 0 | 0 | 0 | 0 | 0 | 0 | 0 | 0 | 0 | 0 | 0 | 0 | 0 | 0
Residential | Low Flow Showerhead | 200 | 10 | 0 | 28435.4736 | 0 | 2.0803 | 0 | 0 | 0 | 0 |  | n/a | n/a | n/a | n/a | 0.30722 | 8868.9029 | 2280.3155 | 28868.4601 | 0 | 0 | 0 | 1190.2099 | 1208.063 | 1226.184 | 1244.5767 | 1263.2454 | 1282.1941 | 1301.427 | 1320.9484 | 1340.7626 | 1360.874 | 0 | 0 | 0 | 0 | 0 | 0 | 0 | 0 | 0 | 324.1644 | 324.1644 | 324.1644 | 324.1644 | 324.1644 | 324.1644 | 324.1644 | 324.1644 | 324.1644 | 324.1644 | 0 | 0 | 0 | 0 | 0 | 0 | 0 | 0 | 0 | 3874.1574 | 3932.2698 | 3991.2538 | 4051.1226 | 4111.8895 | 4173.5678 | 4236.1713 | 4299.7139 | 4364.2096 | 4429.6728 | 0 | 0 | 0 | 0 | 0 | 0 | 0 | 0 | 0 | 0 | 0 | 0 | 0 | 0 | 0 | 0 | 0 | 0 | 0
Residential | School-Based Education | 1200 | 5 | 0 | 498787.9359 |  | 50.2674 |  | 0 | 0 | 0 | 66150 | 1.3971 | 1.3971 | 1.7625 | n/a | 0.25453 | 92416.8257 | 24172.7026 | 296942.698 | 66150 | 0 | 0 | 21150.0373 | 21467.2878 | 21789.2971 | 22116.1366 | 22447.8787 | 0 | 0 | 0 | 0 | 0 | 0 | 0 | 0 | 0 | 0 | 0 | 0 | 0 | 0 | 5686.1825 | 5686.1825 | 5686.1825 | 5686.1825 | 5686.1825 | 0 | 0 | 0 | 0 | 0 | 0 | 0 | 0 | 0 | 0 | 0 | 0 | 0 | 0 | 67956.7717 | 68976.1233 | 70010.7651 | 71060.9266 | 72126.8405 | 0 | 0 | 0 | 0 | 0 | 0 | 0 | 0 | 0 | 0 | 0 | 0 | 0 | 0 | 0 | 0 | 0 | 0 | 0 | 0 | 0 | 0 | 0 | 0
Residential | Weatherization | [9 empty] | 0 | 9646.875 | 1.2611 | 1.2611 | 1.5674 | n/a | 0.25528 | 12165.854 | 2954.372 | 38010.8775 | 9646.875 | 0 | 0 | 1436.2484 | 1457.7921 | 1450.6436 | 1472.4033 | 1494.4893 | 1430.8615 | 1452.3245 | 1474.1093 | 1496.221 | 1380.9958 | 1030.0801 | 1045.5313 | 1061.2142 | 1077.1324 | 1093.2894 | 0 | 0 | 0 | 0 | 376.6333 | 376.6333 | 369.1081 | 369.1081 | 369.1081 | 347.7729 | 347.7729 | 347.7729 | 347.7729 | 315.5661 | 229.3107 | 229.3107 | 229.3107 | 229.3107 | 229.3107 | 0 | 0 | 0 | 0 | 4501.2249 | 4568.7433 | 4544.6206 | 4612.7899 | 4681.9818 | 4477.5235 | 4544.6863 | 4612.8566 | 4682.0494 | 4312.1773 | 3180.5101 | 3228.2177 | 3276.641 | 3325.7906 | 3375.6775 | 0 | 0 | 0 | 0 | 0 | 0 | 0 | 0 | 0 | 0 | 0 | 0 | 0 | 0
| Measures | 25 | [10 empty] | n/a | n/a | n/a | [8 empty] | 995.6226 | 1010.5569 | 996.6999 | 1011.6504 | 1026.8252 | 956.1824 | 970.5252 | 985.0831 | 999.8593 | 1014.8572 | 1030.0801 | 1045.5313 | 1061.2142 | 1077.1324 | 1093.2894 | 0 | 0 | 0 | 0 | 258.1712 | 258.1712 | 250.646 | 250.646 | 250.646 | 229.3107 | 229.3107 | 229.3107 | 229.3107 | 229.3107 | 229.3107 | 229.3107 | 229.3107 | 229.3107 | 229.3107 | 0 | 0 | 0 | 0 | 3085.4589 | 3131.7407 | 3086.063 | 3132.3539 | 3179.3393 | 2952.3413 | 2996.6264 | 3041.5758 | 3087.1995 | 3133.5075 | 3180.5101 | 3228.2177 | 3276.641 | 3325.7906 | 3375.6775 | 0 | 0 | 0 | 0 | 0 | 0 | 0 | 0 | 0 | 0 | 0 | 0 | 0 | 0
Residential | Air Sealing | 25 | 15 |  | 18341.3663 |  | 3.5767 |  | 0 |  | 0 |  | n/a | n/a | n/a | n/a | 0.32491 | 7814.903 | 1851.8693 | 24052.6966 | 0 | 0 | 0 | 811.9108 | 824.0894 | 836.4508 | 848.9975 | 861.7325 | 874.6585 | 887.7784 | 901.095 | 914.6115 | 928.3306 | 942.2556 | 956.3894 | 970.7353 | 985.2963 | 1000.0757 | 0 | 0 | 0 | 0 | 209.0916 | 209.0916 | 209.0916 | 209.0916 | 209.0916 | 209.0916 | 209.0916 | 209.0916 | 209.0916 | 209.0916 | 209.0916 | 209.0916 | 209.0916 | 209.0916 | 209.0916 | 0 | 0 | 0 | 0 | 2498.8977 | 2536.3812 | 2574.4269 | 2613.0433 | 2652.239 | 2692.0226 | 2732.4029 | 2773.3889 | 2814.9898 | 2857.2146 | 2900.0728 | 2943.5739 | 2987.7275 | 3032.5435 | 3078.0316 | 0 | 0 | 0 | 0 | 0 | 0 | 0 | 0 | 0 | 0 | 0 | 0 | 0 | 0
Residential | Water Heater Tank Wrap | 12.5 | 5 | 0 | 1871.5125 | 0 | 0.21463 | 0 | 0 | 0 | 0 |  | n/a | n/a | n/a | n/a | 0.31325 | 349.0085 | 90.6989 | 1114.1648 | 0 | 0 | 0 | 79.8723 | 81.0704 | 82.2864 | 83.5207 | 84.7735 | 0 | 0 | 0 | 0 | 0 | 0 | 0 | 0 | 0 | 0 | 0 | 0 | 0 | 0 | 21.3352 | 21.3352 | 21.3352 | 21.3352 | 21.3352 | 0 | 0 | 0 | 0 | 0 | 0 | 0 | 0 | 0 | 0 | 0 | 0 | 0 | 0 | 254.982 | 258.8067 | 262.6888 | 266.6292 | 270.6286 | 0 | 0 | 0 | 0 | 0 | 0 | 0 | 0 | 0 | 0 | 0 | 0 | 0 | 0 | 0 | 0 | 0 | 0 | 0 | 0 | 0 | 0 | 0 | 0
Residential | Hot Water Pipe Insulation | 100 | 15 | 0 | 1773.6113 | 0 | 0.20247 | 0 | 0 | 0 | 0 |  | n/a | n/a | n/a | n/a | 0.31317 | 728.4007 | 179.0759 | 2325.8972 | 0 | 0 | 0 | 75.6755 | 76.8106 | 77.9627 | 79.1322 | 80.3192 | 81.524 | 82.7468 | 83.988 | 85.2478 | 86.5266 | 87.8245 | 89.1418 | 90.479 | 91.8361 | 93.2137 | 0 | 0 | 0 | 0 | 20.2192 | 20.2192 | 20.2192 | 20.2192 | 20.2192 | 20.2192 | 20.2192 | 20.2192 | 20.2192 | 20.2192 | 20.2192 | 20.2192 | 20.2192 | 20.2192 | 20.2192 | 0 | 0 | 0 | 0 | 241.6436 | 245.2682 | 248.9472 | 252.6815 | 256.4717 | 260.3187 | 264.2235 | 268.1869 | 272.2097 | 276.2928 | 280.4372 | 284.6438 | 288.9134 | 293.2471 | 297.6458 | 0 | 0 | 0 | 0 | 0 | 0 | 0 | 0 | 0 | 0 | 0 | 0 | 0 | 0
Residential | Water Heater Temperature Setback | 25 | 2 | 0 | 660.1074 | 0 | 0.075303 | 0 | 0 | 0 | 0 |  | n/a | n/a | n/a | n/a | 0.31316 | 54.4288 | 14.4392 | 173.806 | 0 | 0 | 0 | 28.1641 | 28.5865 | 0 | 0 | 0 | 0 | 0 | 0 | 0 | 0 | 0 | 0 | 0 | 0 | 0 | 0 | 0 | 0 | 0 | 7.5252 | 7.5252 | 0 | 0 | 0 | 0 | 0 | 0 | 0 | 0 | 0 | 0 | 0 | 0 | 0 | 0 | 0 | 0 | 0 | 89.9355 | 91.2846 | 0 | 0 | 0 | 0 | 0 | 0 | 0 | 0 | 0 | 0 | 0 | 0 | 0 | 0 | 0 | 0 | 0 | 0 | 0 | 0 | 0 | 0 | 0 | 0 | 0 | 0 | 0
Residential | Residential Kit | 25 | [8 empty] | 0 |  | n/a | n/a | n/a | n/a | 0.3112 | 3219.113 | 818.2887 | 10344.3129 | 0 | 0 | 0 | 440.6258 | 447.2352 | 453.9437 | 460.7528 | 467.6641 | 474.6791 | 481.7993 | 489.0263 | 496.3617 | 366.1386 | 0 | 0 | 0 | 0 | 0 | 0 | 0 | 0 | 0 | 118.4621 | 118.4621 | 118.4621 | 118.4621 | 118.4621 | 118.4621 | 118.4621 | 118.4621 | 118.4621 | 86.2553 | 0 | 0 | 0 | 0 | 0 | 0 | 0 | 0 | 0 | 1415.7661 | 1437.0026 | 1458.5576 | 1480.436 | 1502.6425 | 1525.1821 | 1548.0599 | 1571.2808 | 1594.85 | 1178.6699 | 0 | 0 | 0 | 0 | 0 | 0 | 0 | 0 | 0 | 0 | 0 | 0 | 0 | 0 | 0 | 0 | 0 | 0 | 0
Residential | LED | 159 | 10 | 0 | 4011.8213 | 0 | 0.4717 | 0 | 0 | 0 | 0 |  | n/a | n/a | n/a | n/a | 0.31367 | 1277.5361 | 321.7185 | 4072.9092 | 0 | 0 | 0 | 171.4458 | 174.0175 | 176.6277 | 179.2772 | 181.9663 | 184.6958 | 187.4662 | 190.2782 | 193.1324 | 196.0294 | 0 | 0 | 0 | 0 | 0 | 0 | 0 | 0 | 0 | 45.7348 | 45.7348 | 45.7348 | 45.7348 | 45.7348 | 45.7348 | 45.7348 | 45.7348 | 45.7348 | 45.7348 | 0 | 0 | 0 | 0 | 0 | 0 | 0 | 0 | 0 | 546.5858 | 554.7846 | 563.1064 | 571.553 | 580.1263 | 588.8282 | 597.6606 | 606.6255 | 615.7249 | 624.9608 | 0 | 0 | 0 | 0 | 0 | 0 | 0 | 0 | 0 | 0 | 0 | 0 | 0 | 0 | 0 | 0 | 0 | 0 | 0
Residential | Faucet Aerator - Bathroom | 45 | 9 | 0 | 2825.1598 | 0 | 0.3155 | 0 | 0 | 0 | 0 |  | n/a | n/a | n/a | n/a | 0.31281 | 832.9641 | 211.5307 | 2662.8461 | 0 | 0 | 0 | 120.4038 | 122.2098 | 124.043 | 125.9036 | 127.7922 | 129.709 | 131.6547 | 133.6295 | 135.6339 | 0 | 0 | 0 | 0 | 0 | 0 | 0 | 0 | 0 | 0 | 32.2068 | 32.2068 | 32.2068 | 32.2068 | 32.2068 | 32.2068 | 32.2068 | 32.2068 | 32.2068 | 0 | 0 | 0 | 0 | 0 | 0 | 0 | 0 | 0 | 0 | 384.9106 | 390.6842 | 396.5445 | 402.4926 | 408.53 | 414.658 | 420.8779 | 427.191 | 433.5989 | 0 | 0 | 0 | 0 | 0 | 0 | 0 | 0 | 0 | 0 | 0 | 0 | 0 | 0 | 0 | 0 | 0 | 0 | 0 | 0
Residential | Low Flow Showerhead | 114 | 10 | 0 | 3554.4342 | 0 | 0.26003 | 0 | 0 | 0 | 0 |  | n/a | n/a | n/a | n/a | 0.30722 | 1108.6129 | 285.0394 | 3608.5575 | 0 | 0 | 0 | 148.7762 | 151.0079 | 153.273 | 155.5721 | 157.9057 | 160.2743 | 162.6784 | 165.1185 | 167.5953 | 170.1093 | 0 | 0 | 0 | 0 | 0 | 0 | 0 | 0 | 0 | 40.5205 | 40.5205 | 40.5205 | 40.5205 | 40.5205 | 40.5205 | 40.5205 | 40.5205 | 40.5205 | 40.5205 | 0 | 0 | 0 | 0 | 0 | 0 | 0 | 0 | 0 | 484.2697 | 491.5337 | 498.9067 | 506.3903 | 513.9862 | 521.696 | 529.5214 | 537.4642 | 545.5262 | 553.7091 | 0 | 0 | 0 | 0 | 0 | 0 | 0 | 0 | 0 | 0 | 0 | 0 | 0 | 0 | 0 | 0 | 0 | 0 | 0
| C&I Programs | [10 empty] | 207312.545 | 2.5105 | 4.0202 | 3.0961 | 9.5984 | 0.33472 | 2132954.87 | 497501.7326 | 5841729.552 | 207312.545 | 323242 | 642291.7 | 220205.7299 | 223508.8158 | 226861.4481 | 230264.3698 | 233718.3353 | 237224.1103 | 240782.472 | 244394.2091 | 242756.336 | 246397.681 | 250093.6463 | 253845.0509 | 257652.7267 | 257629.3349 | 261493.775 | 97287.9528 | 8101.3481 | 8222.8684 | 0 | 55897.3773 | 55897.3773 | 55897.3773 | 55897.3773 | 55897.3773 | 55897.3773 | 55897.3773 | 55897.3773 | 54679.0223 | 54679.0223 | 54679.0223 | 54679.0223 | 54679.0223 | 53863.7832 | 53863.7832 | 19800.0054 | 1624.4169 | 1624.4169 | 0 | 602760.851 | 611802.2638 | 620979.2977 | 630293.9872 | 639748.397 | 649344.623 | 659084.7923 | 668971.0642 | 662602.9762 | 672542.0208 | 682630.1511 | 692869.6034 | 703262.6474 | 701987.8305 | 712517.6479 | 295847.4899 | 24635.7688 | 25005.3053 | 0 | 642291.7 | 0 | 0 | 0 | 0 | 0 | 0 | 0 | 0 | 0
C&I | C&I Custom | 45 | 15 |  | 2034300.2799 |  | 504.6378 |  | 7940.9 |  | 178650 | 97096.275 | 1.9526 | 3.2179 | 2.4046 | 6.3102 | 0.37727 | 887326.6899 | 205396.8184 | 2076227.2425 | 97096.275 | 178650 | 357340.5 | 92186.6972 | 93569.4977 | 94973.0402 | 96397.6358 | 97843.6003 | 99311.2543 | 100800.9231 | 102312.937 | 103847.631 | 105405.3455 | 106986.4257 | 108591.222 | 110220.0904 | 111873.3917 | 113551.4926 | 0 | 0 | 0 | 0 | 23191.0232 | 23191.0232 | 23191.0232 | 23191.0232 | 23191.0232 | 23191.0232 | 23191.0232 | 23191.0232 | 23191.0232 | 23191.0232 | 23191.0232 | 23191.0232 | 23191.0232 | 23191.0232 | 23191.0232 | 0 | 0 | 0 | 0 | 215704.6941 | 218940.2645 | 222224.3685 | 225557.734 | 228941.1 | 232375.2165 | 235860.8448 | 239398.7574 | 242989.7388 | 246634.5849 | 250334.1036 | 254089.1152 | 257900.4519 | 261768.9587 | 265695.4931 | 0 | 0 | 0 | 0 | 357340.5 | 0 | 0 | 0 | 0 | 0 | 0 | 0 | 0 | 0
C&I | C&I Prescriptive | [9 empty] | 144592 | 98322.56 | 3.25 | 5.1278 | 4.0121 | 13.722 | 0.31075 | 1245628.1801 | 292104.9143 | 3765502.3095 | 98322.56 | 144592 | 284951.2 | 128019.0326 | 129939.3181 | 131888.4079 | 133866.734 | 135874.735 | 137912.856 | 139981.5489 | 142081.2721 | 138908.705 | 140992.3356 | 143107.2206 | 145253.8289 | 147432.6363 | 145755.9432 | 147942.2824 | 97287.9528 | 8101.3481 | 8222.8684 | 0 | 32706.3541 | 32706.3541 | 32706.3541 | 32706.3541 | 32706.3541 | 32706.3541 | 32706.3541 | 32706.3541 | 31487.9991 | 31487.9991 | 31487.9991 | 31487.9991 | 31487.9991 | 30672.76 | 30672.76 | 19800.0054 | 1624.4169 | 1624.4169 | 0 | 387056.1569 | 392861.9993 | 398754.9293 | 404736.2532 | 410807.297 | 416969.4065 | 423223.9476 | 429572.3068 | 419613.2374 | 425907.4359 | 432296.0475 | 438780.4882 | 445362.1955 | 440218.8718 | 446822.1549 | 295847.4899 | 24635.7688 | 25005.3053 | 0 | 284951.2 | 0 | 0 | 0 | 0 | 0 | 0 | 0 | 0 | 0
C&I | Lighting | [9 empty] | 136692 | 92950.56 | 3.4076 | 5.1982 | 4.205 | 14.6603 | 0.30878 | 1193729.7975 | 279323.0831 | 3636298.8178 | 92950.56 | 136692 | 257361.2 | 122627.1735 | 124466.5811 | 126333.5799 | 128228.5836 | 130152.0123 | 132104.2925 | 134085.8569 | 136097.1447 | 132834.8157 | 134827.3379 | 136849.748 | 138902.4942 | 140986.0316 | 139212.6394 | 141300.829 | 97287.9528 | 8101.3481 | 8222.8684 | 0 | 31263.1781 | 31263.1781 | 31263.1781 | 31263.1781 | 31263.1781 | 31263.1781 | 31263.1781 | 31263.1781 | 30044.8232 | 30044.8232 | 30044.8232 | 30044.8232 | 30044.8232 | 29229.5841 | 29229.5841 | 19800.0054 | 1624.4169 | 1624.4169 | 0 | 373632.8673 | 379237.3603 | 384925.9207 | 390699.8095 | 396560.3067 | 402508.7113 | 408546.3419 | 414674.5371 | 404492.0011 | 410559.3811 | 416717.7718 | 422968.5384 | 429313.0665 | 423929.0058 | 430287.9409 | 295847.4899 | 24635.7688 | 25005.3053 | 0 | 257361.2 | 0 | 0 | 0 | 0 | 0 | 0 | 0 | 0 | 0
Residential | High Bay Fluorescent Fixture w/ HE Electronic Ballast (T5 4-6 lamp) | 36 | 15 | 0 | 38520.8836 | 0 | 8.5565 | 0 | 17.88 | 0 | 2700 |  | 25.8077 | 6.1526 | 31.85 | 82.6745 | 0.31216 | 16611.9075 | 3889.3309 | 50515.9272 | 0 | 2700 | 643.68 | 1725.8546 | 1751.7425 | 1778.0186 | 1804.6889 | 1831.7592 | 1859.2356 | 1887.1241 | 1915.431 | 1944.1625 | 1973.3249 | 2002.9248 | 2032.9686 | 2063.4632 | 2094.4151 | 2125.8313 | 0 | 0 | 0 | 0 | 439.1381 | 439.1381 | 439.1381 | 439.1381 | 439.1381 | 439.1381 | 439.1381 | 439.1381 | 439.1381 | 439.1381 | 439.1381 | 439.1381 | 439.1381 | 439.1381 | 439.1381 | 0 | 0 | 0 | 0 | 5248.2322 | 5326.9557 | 5406.86 | 5487.9629 | 5570.2823 | 5653.8366 | 5738.6441 | 5824.7238 | 5912.0946 | 6000.7761 | 6090.7877 | 6182.1495 | 6274.8818 | 6369.005 | 6464.5401 | 0 | 0 | 0 | 0 | 643.68 | 0 | 0 | 0 | 0 | 0 | 0 | 0 | 0 | 0
Residential | High Bay Fluorescent Fixture w/ HE Electronic Ballast (T5 8-lamp) | 36 | 15 | 0 | 91397.3761 | 0 | 20.3017 | 0 | 101.81 | 0 | 1440 |  | 10.7539 | 27.3712 | 13.2716 | 33.0948 | 0.32494 | 39414.588 | 9228.1019 | 119857.6658 | 0 | 1440 | 3665.16 | 4094.8849 | 4156.3082 | 4218.6528 | 4281.9326 | 4346.1616 | 4411.354 | 4477.5243 | 4544.6872 | 4612.8575 | 4682.0504 | 4752.2811 | 4823.5654 | 4895.9188 | 4969.3576 | 5043.898 | 0 | 0 | 0 | 0 | 1041.9301 | 1041.9301 | 1041.9301 | 1041.9301 | 1041.9301 | 1041.9301 | 1041.9301 | 1041.9301 | 1041.9301 | 1041.9301 | 1041.9301 | 1041.9301 | 1041.9301 | 1041.9301 | 1041.9301 | 0 | 0 | 0 | 0 | 12452.3273 | 12639.1122 | 12828.6989 | 13021.1294 | 13216.4463 | 13414.693 | 13615.9134 | 13820.1521 | 14027.4544 | 14237.8662 | 14451.4342 | 14668.2057 | 14888.2288 | 15111.5522 | 15338.2255 | 0 | 0 | 0 | 0 | 3665.16 | 0 | 0 | 0 | 0 | 0 | 0 | 0 | 0 | 0
Residential | High Bay Fluorescent Fixture w/ HE Electronic Ballast (T5 10-lamp) | 36 | 15 | 0 | 118433.7727 | 0 | 26.3071 | 0 | 137.31 | 0 | 4500 |  | 10.3322 | 11.3498 | 12.7513 | 32.3301 | 0.31959 | 51073.8772 | 11957.8807 | 155312.9439 | 0 | 4500 | 4943.16 | 5306.1991 | 5385.792 | 5466.5789 | 5548.5776 | 5631.8063 | 5716.2834 | 5802.0276 | 5889.058 | 5977.3939 | 6067.0548 | 6158.0606 | 6250.4315 | 6344.188 | 6439.3508 | 6535.9411 | 0 | 0 | 0 | 0 | 1350.145 | 1350.145 | 1350.145 | 1350.145 | 1350.145 | 1350.145 | 1350.145 | 1350.145 | 1350.145 | 1350.145 | 1350.145 | 1350.145 | 1350.145 | 1350.145 | 1350.145 | 0 | 0 | 0 | 0 | 16135.8691 | 16377.9072 | 16623.5758 | 16872.9294 | 17126.0233 | 17382.9137 | 17643.6574 | 17908.3123 | 18176.9369 | 18449.591 | 18726.3349 | 19007.2299 | 19292.3383 | 19581.7234 | 19875.4493 | 0 | 0 | 0 | 0 | 4943.16 | 0 | 0 | 0 | 0 | 0 | 0 | 0 | 0 | 0
Residential | High Bay Fluorescent Fixture w/ HE Electronic Ballast (T8 6-8 lamp) | 64 | 15 | 0 | 122092.8579 | 0 | 27.1199 | 0 | 85 | 0 | 4800 |  | 9.6786 | 10.9691 | 11.9447 | 30.3146 | 0.31927 | 52651.8364 | 12327.3269 | 160111.4341 | 0 | 4800 | 5440 | 5470.1374 | 5552.1894 | 5635.4723 | 5720.0044 | 5805.8044 | 5892.8915 | 5981.2849 | 6071.0042 | 6162.0692 | 6254.5003 | 6348.3178 | 6443.5425 | 6540.1957 | 6638.2986 | 6737.8731 | 0 | 0 | 0 | 0 | 1391.8586 | 1391.8586 | 1391.8586 | 1391.8586 | 1391.8586 | 1391.8586 | 1391.8586 | 1391.8586 | 1391.8586 | 1391.8586 | 1391.8586 | 1391.8586 | 1391.8586 | 1391.8586 | 1391.8586 | 0 | 0 | 0 | 0 | 16634.3969 | 16883.9128 | 17137.1715 | 17394.2291 | 17655.1425 | 17919.9696 | 18188.7692 | 18461.6007 | 18738.5247 | 19019.6026 | 19304.8966 | 19594.4701 | 19888.3871 | 20186.713 | 20489.5136 | 0 | 0 | 0 | 0 | 5440 | 0 | 0 | 0 | 0 | 0 | 0 | 0 | 0 | 0
Residential | High Bay Fluorescent Fixture w/ HE Electronic Ballast (T8 12-16 lamp) | 64 | 15 | 0 | 193858.1414 | 0 | 43.0608 | 0 | 127.5 | 0 | 8000 |  | 10.2451 | 10.45 | 12.6438 | 32.1353 | 0.31881 | 83600.1984 | 19573.2389 | 254223.7569 | 0 | 8000 | 8160 | 8685.4439 | 8815.7256 | 8947.9614 | 9082.1809 | 9218.4136 | 9356.6898 | 9497.0401 | 9639.4957 | 9784.0882 | 9930.8495 | 10079.8122 | 10231.0094 | 10384.4746 | 10540.2417 | 10698.3453 | 0 | 0 | 0 | 0 | 2209.9828 | 2209.9828 | 2209.9828 | 2209.9828 | 2209.9828 | 2209.9828 | 2209.9828 | 2209.9828 | 2209.9828 | 2209.9828 | 2209.9828 | 2209.9828 | 2209.9828 | 2209.9828 | 2209.9828 | 0 | 0 | 0 | 0 | 26411.9729 | 26808.1525 | 27210.2748 | 27618.4289 | 28032.7054 | 28453.1959 | 28879.9939 | 29313.1938 | 29752.8917 | 30199.1851 | 30652.1729 | 31111.9554 | 31578.6348 | 32052.3143 | 32533.099 | 0 | 0 | 0 | 0 | 8160 | 0 | 0 | 0 | 0 | 0 | 0 | 0 | 0 | 0
Residential | CFL Lamp (≤18W) | 0 | 2 | 0 | 0 | 0 | 0 | 0 | 74.35 | 0 | 0 |  | n/a | n/a | n/a | n/a | n/a | 0 | 0 | 0 | 0 | 0 | 0 | 0 | 0 | 0 | 0 | 0 | 0 | 0 | 0 | 0 | 0 | 0 | 0 | 0 | 0 | 0 | 0 | 0 | 0 | 0 | 0 | 0 | 0 | 0 | 0 | 0 | 0 | 0 | 0 | 0 | 0 | 0 | 0 | 0 | 0 | 0 | 0 | 0 | 0 | 0 | 0 | 0 | 0 | 0 | 0 | 0 | 0 | 0 | 0 | 0 | 0 | 0 | 0 | 0 | 0 | 0 | 0 | 0 | 0 | 0 | 0 | 0 | 0 | 0 | 0 | 0 | 0 | 0
Residential | CFL Lamp (18-32W) | 0 | 2 | 0 | 0 | 0 | 0 | 0 | 74.35 | 0 | 0 |  | n/a | n/a | n/a | n/a | n/a | 0 | 0 | 0 | 0 | 0 | 0 | 0 | 0 | 0 | 0 | 0 | 0 | 0 | 0 | 0 | 0 | 0 | 0 | 0 | 0 | 0 | 0 | 0 | 0 | 0 | 0 | 0 | 0 | 0 | 0 | 0 | 0 | 0 | 0 | 0 | 0 | 0 | 0 | 0 | 0 | 0 | 0 | 0 | 0 | 0 | 0 | 0 | 0 | 0 | 0 | 0 | 0 | 0 | 0 | 0 | 0 | 0 | 0 | 0 | 0 | 0 | 0 | 0 | 0 | 0 | 0 | 0 | 0 | 0 | 0 | 0 | 0 | 0
Residential | CFL Lamp (≥33W) | 0 | 2 | 0 | 0 | 0 | 0 | 0 | 108.23 | 0 | 0 |  | n/a | n/a | n/a | n/a | n/a | 0 | 0 | 0 | 0 | 0 | 0 | 0 | 0 | 0 | 0 | 0 | 0 | 0 | 0 | 0 | 0 | 0 | 0 | 0 | 0 | 0 | 0 | 0 | 0 | 0 | 0 | 0 | 0 | 0 | 0 | 0 | 0 | 0 | 0 | 0 | 0 | 0 | 0 | 0 | 0 | 0 | 0 | 0 | 0 | 0 | 0 | 0 | 0 | 0 | 0 | 0 | 0 | 0 | 0 | 0 | 0 | 0 | 0 | 0 | 0 | 0 | 0 | 0 | 0 | 0 | 0 | 0 | 0 | 0 | 0 | 0 | 0 | 0
Residential | Low-Wattage T8 | 680 | 8 | 0 | 27116.15 | 0 | 6.0232 | 0 | 2 | 0 | 340 |  | 5.6689 | 22.6757 | 7.0464 | 17.4889 | 0.32414 | 7709.7467 | 1873.319 | 23444.9296 | 0 | 340 | 1360 | 1214.8873 | 1233.1106 | 1251.6073 | 1270.3814 | 1289.4371 | 1308.7787 | 1328.4104 | 1348.3365 | 0 | 0 | 0 | 0 | 0 | 0 | 0 | 0 | 0 | 0 | 0 | 309.1241 | 309.1241 | 309.1241 | 309.1241 | 309.1241 | 309.1241 | 309.1241 | 309.1241 | 0 | 0 | 0 | 0 | 0 | 0 | 0 | 0 | 0 | 0 | 0 | 3694.4077 | 3749.8239 | 3806.0712 | 3863.1623 | 3921.1097 | 3979.9264 | 4039.6253 | 4100.2196 | 0 | 0 | 0 | 0 | 0 | 0 | 0 | 0 | 0 | 0 | 0 | 1360 | 0 | 0 | 0 | 0 | 0 | 0 | 0 | 0 | 0
Residential | Ceramic Metal Halide Fixture (≤150W) | 40 | 13 | 0 | 14887.298 | 0 | 3.3068 | 0 | 72 | 0 | 680 |  | 2.0486 | 8.6765 | 2.5329 | 6.4658 | 0.31684 | 5899.9873 | 1394.8563 | 17941.5475 | 0 | 680 | 2880 | 666.997 | 677.0019 | 687.1569 | 697.4643 | 707.9263 | 718.5452 | 729.3233 | 740.2632 | 751.3671 | 762.6376 | 774.0772 | 785.6884 | 797.4737 | 0 | 0 | 0 | 0 | 0 | 0 | 169.7152 | 169.7152 | 169.7152 | 169.7152 | 169.7152 | 169.7152 | 169.7152 | 169.7152 | 169.7152 | 169.7152 | 169.7152 | 169.7152 | 169.7152 | 0 | 0 | 0 | 0 | 0 | 0 | 2028.3023 | 2058.7268 | 2089.6077 | 2120.9518 | 2152.7661 | 2185.0576 | 2217.8335 | 2251.101 | 2284.8675 | 2319.1405 | 2353.9276 | 2389.2365 | 2425.0751 | 0 | 0 | 0 | 0 | 0 | 0 | 2880 | 0 | 0 | 0 | 0 | 0 | 0 | 0 | 0 | 0
Residential | Ceramic Metal Halide Fixture (150-250W) | 40 | 13 | 0 | 28179.5284 | 0 | 6.2594 | 0 | 142.12 | 0 | 1120 |  | 1.9645 | 9.9713 | 2.429 | 6.171 | 0.31835 | 11167.8331 | 2640.2638 | 33960.7863 | 0 | 1120 | 5684.8 | 1262.53 | 1281.4679 | 1300.6899 | 1320.2003 | 1340.0033 | 1360.1033 | 1380.5049 | 1401.2125 | 1422.2306 | 1443.5641 | 1465.2176 | 1487.1958 | 1509.5038 | 0 | 0 | 0 | 0 | 0 | 0 | 321.2466 | 321.2466 | 321.2466 | 321.2466 | 321.2466 | 321.2466 | 321.2466 | 321.2466 | 321.2466 | 321.2466 | 321.2466 | 321.2466 | 321.2466 | 0 | 0 | 0 | 0 | 0 | 0 | 3839.2865 | 3896.8758 | 3955.3289 | 4014.6588 | 4074.8787 | 4136.0019 | 4198.0419 | 4261.0126 | 4324.9278 | 4389.8017 | 4455.6487 | 4522.4834 | 4590.3207 | 0 | 0 | 0 | 0 | 0 | 0 | 5684.8 | 0 | 0 | 0 | 0 | 0 | 0 | 0 | 0 | 0
Residential | Ceramic Metal Halide Fixture (≥250W) | 40 | 13 | 0 | 28445.373 | 0 | 6.3184 | 0 | 117 | 0 | 1800 |  | 2.4088 | 6.2629 | 2.9783 | 7.7097 | 0.31244 | 11273.19 | 2665.1719 | 34281.1711 | 0 | 1800 | 4680 | 1274.4406 | 1293.5572 | 1312.9606 | 1332.655 | 1352.6448 | 1372.9345 | 1393.5285 | 1414.4314 | 1435.6479 | 1457.1826 | 1479.0404 | 1501.226 | 1523.7444 | 0 | 0 | 0 | 0 | 0 | 0 | 324.2773 | 324.2773 | 324.2773 | 324.2773 | 324.2773 | 324.2773 | 324.2773 | 324.2773 | 324.2773 | 324.2773 | 324.2773 | 324.2773 | 324.2773 | 0 | 0 | 0 | 0 | 0 | 0 | 3875.5062 | 3933.6388 | 3992.6433 | 4052.533 | 4113.321 | 4175.0208 | 4237.6461 | 4301.2108 | 4365.729 | 4431.2149 | 4497.6831 | 4565.1484 | 4633.6256 | 0 | 0 | 0 | 0 | 0 | 0 | 4680 | 0 | 0 | 0 | 0 | 0 | 0 | 0 | 0 | 0
Residential | Pulse Start Metal Halide Fixture (≤175W) | 40 | 15 | 0 | 5582.7368 | 0 | 1.2401 | 0 | 69.18 | 0 | 1000 |  | 0.87002 | 2.4075 | 1.0737 | 3.0071 | 0.28933 | 2407.5228 | 563.6711 | 7321.1489 | 0 | 1000 | 2767.2 | 250.1239 | 253.8757 | 257.6839 | 261.5491 | 265.4723 | 269.4544 | 273.4963 | 277.5987 | 281.7627 | 285.9891 | 290.279 | 294.6331 | 299.0526 | 303.5384 | 308.0915 | 0 | 0 | 0 | 0 | 63.6432 | 63.6432 | 63.6432 | 63.6432 | 63.6432 | 63.6432 | 63.6432 | 63.6432 | 63.6432 | 63.6432 | 63.6432 | 63.6432 | 63.6432 | 63.6432 | 63.6432 | 0 | 0 | 0 | 0 | 760.6134 | 772.0226 | 783.6029 | 795.3569 | 807.2873 | 819.3966 | 831.6876 | 844.1629 | 856.8253 | 869.6777 | 882.7229 | 895.9637 | 909.4032 | 923.0442 | 936.8899 | 0 | 0 | 0 | 0 | 2767.2 | 0 | 0 | 0 | 0 | 0 | 0 | 0 | 0 | 0
Residential | Pulse Start Metal Halide Fixture (175-320W) | 40 | 15 | 0 | 16748.2103 | 0 | 3.7202 | 0 | 132.12 | 0 | 1600 |  | 1.3667 | 4.5141 | 1.6866 | 4.4587 | 0.30652 | 7222.5685 | 1691.0134 | 21963.4466 | 0 | 1600 | 5284.8 | 750.3716 | 761.6272 | 773.0516 | 784.6473 | 796.417 | 808.3633 | 820.4888 | 832.7961 | 845.288 | 857.9673 | 870.8369 | 883.8994 | 897.1579 | 910.6153 | 924.2745 | 0 | 0 | 0 | 0 | 190.9296 | 190.9296 | 190.9296 | 190.9296 | 190.9296 | 190.9296 | 190.9296 | 190.9296 | 190.9296 | 190.9296 | 190.9296 | 190.9296 | 190.9296 | 190.9296 | 190.9296 | 0 | 0 | 0 | 0 | 2281.8401 | 2316.0677 | 2350.8087 | 2386.0708 | 2421.8619 | 2458.1898 | 2495.0627 | 2532.4886 | 2570.4759 | 2609.0331 | 2648.1686 | 2687.8911 | 2728.2095 | 2769.1326 | 2810.6696 | 0 | 0 | 0 | 0 | 5284.8 | 0 | 0 | 0 | 0 | 0 | 0 | 0 | 0 | 0
Residential | Pulse Start Metal Halide Fixture (320-750W) | 40 | 15 | 0 | 22862.6363 | 0 | 5.0784 | 0 | 108 | 0 | 2200 |  | 2.2823 | 4.4815 | 2.8166 | 7.4495 | 0.30636 | 9859.3792 | 2308.3675 | 29981.8478 | 0 | 2200 | 4320 | 1024.3168 | 1039.6815 | 1055.2767 | 1071.1059 | 1087.1725 | 1103.4801 | 1120.0323 | 1136.8328 | 1153.8852 | 1171.1935 | 1188.7614 | 1206.5928 | 1224.6917 | 1243.0621 | 1261.708 | 0 | 0 | 0 | 0 | 260.6341 | 260.6341 | 260.6341 | 260.6341 | 260.6341 | 260.6341 | 260.6341 | 260.6341 | 260.6341 | 260.6341 | 260.6341 | 260.6341 | 260.6341 | 260.6341 | 260.6341 | 0 | 0 | 0 | 0 | 3114.8928 | 3161.6162 | 3209.0404 | 3257.176 | 3306.0337 | 3355.6242 | 3405.9586 | 3457.0479 | 3508.9037 | 3561.5372 | 3614.9603 | 3669.1847 | 3724.2224 | 3780.0858 | 3836.7871 | 0 | 0 | 0 | 0 | 4320 | 0 | 0 | 0 | 0 | 0 | 0 | 0 | 0 | 0
Residential | Pulse Start Metal Halide Fixture (≥750W) | 40 | 15 | 0 | 71246.3548 | 0 | 15.8256 | 0 | 10 | 0 | 2600 |  | 76.8114 | 11.8171 | 94.7952 | 240.0795 | 0.31994 | 30724.5771 | 7193.5175 | 93431.8046 | 0 | 2600 | 400 | 3192.0569 | 3239.9378 | 3288.5368 | 3337.8649 | 3387.9328 | 3438.7518 | 3490.3331 | 3542.6881 | 3595.8284 | 3649.7659 | 3704.5123 | 3760.08 | 3816.4812 | 3873.7285 | 3931.8344 | 0 | 0 | 0 | 0 | 812.2084 | 812.2084 | 812.2084 | 812.2084 | 812.2084 | 812.2084 | 812.2084 | 812.2084 | 812.2084 | 812.2084 | 812.2084 | 812.2084 | 812.2084 | 812.2084 | 812.2084 | 0 | 0 | 0 | 0 | 9706.8753 | 9852.4784 | 10000.2656 | 10150.2695 | 10302.5236 | 10457.0614 | 10613.9174 | 10773.1261 | 10934.723 | 11098.7439 | 11265.225 | 11434.2034 | 11605.7164 | 11779.8022 | 11956.4992 | 0 | 0 | 0 | 0 | 400 | 0 | 0 | 0 | 0 | 0 | 0 | 0 | 0 | 0
Residential | Energy Star LED Lamp (≤5W) | 120 | 8 | 0 | 12760.5412 | 0 | 2.8344 | 0 | 31.91 | 0 | 600 |  | 0.94749 | 6.0469 | 1.1777 | 3.0379 | 0.31188 | 3628.1161 | 881.5619 | 11032.908 | 0 | 600 | 3829.2 | 571.7117 | 580.2874 | 588.9917 | 597.8265 | 606.7939 | 615.8959 | 625.1343 | 634.5113 | 0 | 0 | 0 | 0 | 0 | 0 | 0 | 0 | 0 | 0 | 0 | 145.4702 | 145.4702 | 145.4702 | 145.4702 | 145.4702 | 145.4702 | 145.4702 | 145.4702 | 0 | 0 | 0 | 0 | 0 | 0 | 0 | 0 | 0 | 0 | 0 | 1738.5448 | 1764.623 | 1791.0923 | 1817.9587 | 1845.2281 | 1872.9065 | 1901.0001 | 1929.5151 | 0 | 0 | 0 | 0 | 0 | 0 | 0 | 0 | 0 | 0 | 0 | 3829.2 | 0 | 0 | 0 | 0 | 0 | 0 | 0 | 0 | 0
Residential | Energy Star LED Lamp (5-10W) | 160 | 8 | 0 | 25521.0823 | 0 | 5.6689 | 0 | 37.79 | 0 | 1360 |  | 1.2001 | 5.3355 | 1.4917 | 3.8743 | 0.30975 | 7256.2322 | 1763.1238 | 22065.8161 | 0 | 1360 | 6046.4 | 1143.4234 | 1160.5747 | 1177.9833 | 1195.6531 | 1213.5879 | 1231.7917 | 1250.2686 | 1269.0226 | 0 | 0 | 0 | 0 | 0 | 0 | 0 | 0 | 0 | 0 | 0 | 290.9403 | 290.9403 | 290.9403 | 290.9403 | 290.9403 | 290.9403 | 290.9403 | 290.9403 | 0 | 0 | 0 | 0 | 0 | 0 | 0 | 0 | 0 | 0 | 0 | 3477.0896 | 3529.246 | 3582.1847 | 3635.9174 | 3690.4562 | 3745.8131 | 3802.0002 | 3859.0303 | 0 | 0 | 0 | 0 | 0 | 0 | 0 | 0 | 0 | 0 | 0 | 6046.4 | 0 | 0 | 0 | 0 | 0 | 0 | 0 | 0 | 0
Residential | Energy Star LED Lamp (>10W) | 80 | 8 | 0 | 20204.1902 | 0 | 4.4879 | 0 | 62.96 | 0 | 1000 |  | 1.1405 | 5.7445 | 1.4176 | 3.6668 | 0.31104 | 5744.5171 | 1395.8063 | 17468.771 | 0 | 1000 | 5036.8 | 905.2102 | 918.7883 | 932.5701 | 946.5587 | 960.7571 | 975.1684 | 989.796 | 1004.6429 | 0 | 0 | 0 | 0 | 0 | 0 | 0 | 0 | 0 | 0 | 0 | 230.3278 | 230.3278 | 230.3278 | 230.3278 | 230.3278 | 230.3278 | 230.3278 | 230.3278 | 0 | 0 | 0 | 0 | 0 | 0 | 0 | 0 | 0 | 0 | 0 | 2752.696 | 2793.9864 | 2835.8962 | 2878.4346 | 2921.6112 | 2965.4353 | 3009.9169 | 3055.0656 | 0 | 0 | 0 | 0 | 0 | 0 | 0 | 0 | 0 | 0 | 0 | 5036.8 | 0 | 0 | 0 | 0 | 0 | 0 | 0 | 0 | 0
Residential | High Performance T8 (1-2 Lamp) | 120 | 15 | 0 | 7975.3382 | 0 | 1.7715 | 0 | 15 | 0 | 1080 |  | 1.9107 | 3.1846 | 2.3581 | 6.4104 | 0.29807 | 3439.3183 | 805.2445 | 10458.7841 | 0 | 1080 | 1800 | 357.3198 | 362.6796 | 368.1198 | 373.6416 | 379.2462 | 384.9349 | 390.7089 | 396.5696 | 402.5181 | 408.5559 | 414.6842 | 420.9045 | 427.218 | 433.6263 | 440.1307 | 0 | 0 | 0 | 0 | 90.9189 | 90.9189 | 90.9189 | 90.9189 | 90.9189 | 90.9189 | 90.9189 | 90.9189 | 90.9189 | 90.9189 | 90.9189 | 90.9189 | 90.9189 | 90.9189 | 90.9189 | 0 | 0 | 0 | 0 | 1086.5905 | 1102.8894 | 1119.4327 | 1136.2242 | 1153.2676 | 1170.5666 | 1188.1251 | 1205.947 | 1224.0362 | 1242.3967 | 1261.0327 | 1279.9481 | 1299.1474 | 1318.6346 | 1338.4141 | 0 | 0 | 0 | 0 | 1800 | 0 | 0 | 0 | 0 | 0 | 0 | 0 | 0 | 0
Residential | High Performance T8 (3-4 Lamp) | 120 | 15 | 0 | 7975.3382 | 0 | 1.7715 | 0 | 18 | 0 | 2160 |  | 1.5923 | 1.5923 | 1.9651 | 5.842 | 0.27256 | 3439.3183 | 805.2445 | 10458.7841 | 0 | 2160 | 2160 | 357.3198 | 362.6796 | 368.1198 | 373.6416 | 379.2462 | 384.9349 | 390.7089 | 396.5696 | 402.5181 | 408.5559 | 414.6842 | 420.9045 | 427.218 | 433.6263 | 440.1307 | 0 | 0 | 0 | 0 | 90.9189 | 90.9189 | 90.9189 | 90.9189 | 90.9189 | 90.9189 | 90.9189 | 90.9189 | 90.9189 | 90.9189 | 90.9189 | 90.9189 | 90.9189 | 90.9189 | 90.9189 | 0 | 0 | 0 | 0 | 1086.5905 | 1102.8894 | 1119.4327 | 1136.2242 | 1153.2676 | 1170.5666 | 1188.1251 | 1205.947 | 1224.0362 | 1242.3967 | 1261.0327 | 1279.9481 | 1299.1474 | 1318.6346 | 1338.4141 | 0 | 0 | 0 | 0 | 2160 | 0 | 0 | 0 | 0 | 0 | 0 | 0 | 0 | 0
Residential | LED Parking Garage/Canopy (<30W) | 200 | 16 | 0 | 140498.8751 | 0 | 31.2083 | 0 | 125 | 0 | 7000 |  | 2.5119 | 8.9712 | 3.0973 | 7.9186 | 0.31722 | 62798.0587 | 14635.2445 | 190965.5565 | 0 | 7000 | 25000 | 6294.7838 | 6389.2056 | 6485.0437 | 6582.3193 | 6681.0541 | 6781.2699 | 6882.989 | 6986.2338 | 7091.0273 | 7197.3928 | 7305.3536 | 7414.9339 | 7526.158 | 7639.0503 | 7753.6361 | 7869.9406 | 0 | 0 | 0 | 1601.6872 | 1601.6872 | 1601.6872 | 1601.6872 | 1601.6872 | 1601.6872 | 1601.6872 | 1601.6872 | 1601.6872 | 1601.6872 | 1601.6872 | 1601.6872 | 1601.6872 | 1601.6872 | 1601.6872 | 1601.6872 | 0 | 0 | 0 | 19142.1029 | 19429.2344 | 19720.6729 | 20016.483 | 20316.7303 | 20621.4812 | 20930.8034 | 21244.7655 | 21563.437 | 21886.8885 | 22215.1919 | 22548.4197 | 22886.646 | 23229.9457 | 23578.3949 | 23932.0708 | 0 | 0 | 0 | 25000 | 0 | 0 | 0 | 0 | 0 | 0 | 0 | 0 | 0
Residential | LED Parking Garage/Canopy (30-75W) | 80 | 16 | 0 | 69332.2737 | 0 | 15.4004 | 0 | 250 | 0 | 6000 |  | 1.5495 | 5.1648 | 1.9106 | 5.0118 | 0.30916 | 30989.0894 | 7222.0847 | 94236.1725 | 0 | 6000 | 20000 | 3106.3001 | 3152.8946 | 3200.1881 | 3248.1909 | 3296.9138 | 3346.3675 | 3396.563 | 3447.5114 | 3499.2241 | 3551.7124 | 3604.9881 | 3659.063 | 3713.9489 | 3769.6581 | 3826.203 | 3883.5961 | 0 | 0 | 0 | 790.3879 | 790.3879 | 790.3879 | 790.3879 | 790.3879 | 790.3879 | 790.3879 | 790.3879 | 790.3879 | 790.3879 | 790.3879 | 790.3879 | 790.3879 | 790.3879 | 790.3879 | 790.3879 | 0 | 0 | 0 | 9446.0935 | 9587.7849 | 9731.6017 | 9877.5757 | 10025.7394 | 10176.1255 | 10328.7673 | 10483.6989 | 10640.9543 | 10800.5686 | 10962.5772 | 11127.0158 | 11293.9211 | 11463.3299 | 11635.2798 | 11809.809 | 0 | 0 | 0 | 20000 | 0 | 0 | 0 | 0 | 0 | 0 | 0 | 0 | 0
Residential | LED Parking Garage/Canopy (≥75W) | 200 | 16 | 0 | 325127.9551 | 0 | 72.2191 | 0 | 375 | 0 | 20000 |  | 1.9376 | 7.266 | 2.3892 | 6.1588 | 0.31461 | 145320.7679 | 33867.3681 | 441912.7259 | 0 | 20000 | 75000 | 14566.7373 | 14785.2383 | 15007.0169 | 15232.1222 | 15460.604 | 15692.5131 | 15927.9007 | 16166.8193 | 16409.3215 | 16655.4614 | 16905.2933 | 17158.8727 | 17416.2558 | 17677.4996 | 17942.6621 | 18211.802 | 0 | 0 | 0 | 3706.4587 | 3706.4587 | 3706.4587 | 3706.4587 | 3706.4587 | 3706.4587 | 3706.4587 | 3706.4587 | 3706.4587 | 3706.4587 | 3706.4587 | 3706.4587 | 3706.4587 | 3706.4587 | 3706.4587 | 3706.4587 | 0 | 0 | 0 | 44296.6733 | 44961.1234 | 45635.5402 | 46320.0733 | 47014.8744 | 47720.0975 | 48435.899 | 49162.4375 | 49899.874 | 50648.3722 | 51408.0977 | 52179.2192 | 52961.9075 | 53756.3361 | 54562.6811 | 55381.1214 | 0 | 0 | 0 | 75000 | 0 | 0 | 0 | 0 | 0 | 0 | 0 | 0 | 0
Residential | Lighting Optimization - Remove Lamp from T8 System | 120 | 15 | 0 | 24255.2366 | 0 | 5.3877 | 0 | 12 | 0 | 960 |  | 7.2638 | 10.8958 | 8.9645 | 22.7556 | 0.31921 | 10459.93 | 2448.974 | 31808.0909 | 0 | 960 | 1440 | 1086.7096 | 1103.0102 | 1119.5554 | 1136.3487 | 1153.3939 | 1170.6948 | 1188.2553 | 1206.0791 | 1224.1703 | 1242.5328 | 1261.1708 | 1280.0884 | 1299.2897 | 1318.7791 | 1338.5607 | 0 | 0 | 0 | 0 | 276.5097 | 276.5097 | 276.5097 | 276.5097 | 276.5097 | 276.5097 | 276.5097 | 276.5097 | 276.5097 | 276.5097 | 276.5097 | 276.5097 | 276.5097 | 276.5097 | 276.5097 | 0 | 0 | 0 | 0 | 3304.626 | 3354.1954 | 3404.5083 | 3455.5759 | 3507.4096 | 3560.0207 | 3613.421 | 3667.6224 | 3722.6367 | 3778.4762 | 3835.1534 | 3892.6807 | 3951.0709 | 4010.337 | 4070.492 | 0 | 0 | 0 | 0 | 1440 | 0 | 0 | 0 | 0 | 0 | 0 | 0 | 0 | 0
Residential | Lighting Optimization - Remove 2 Lamps from T8 System | 80 | 15 | 0 | 32340.3155 | 0 | 7.1836 | 0 | 24 | 0 | 1280 |  | 7.2638 | 10.8958 | 8.9645 | 22.7556 | 0.31921 | 13946.5734 | 3265.2986 | 42410.7879 | 0 | 1280 | 1920 | 1448.9461 | 1470.6803 | 1492.7405 | 1515.1316 | 1537.8586 | 1560.9264 | 1584.3403 | 1608.1054 | 1632.227 | 1656.7104 | 1681.5611 | 1706.7845 | 1732.3863 | 1758.3721 | 1784.7477 | 0 | 0 | 0 | 0 | 368.6796 | 368.6796 | 368.6796 | 368.6796 | 368.6796 | 368.6796 | 368.6796 | 368.6796 | 368.6796 | 368.6796 | 368.6796 | 368.6796 | 368.6796 | 368.6796 | 368.6796 | 0 | 0 | 0 | 0 | 4406.168 | 4472.2605 | 4539.3444 | 4607.4346 | 4676.5461 | 4746.6943 | 4817.8947 | 4890.1631 | 4963.5156 | 5037.9683 | 5113.5378 | 5190.2409 | 5268.0945 | 5347.1159 | 5427.3227 | 0 | 0 | 0 | 0 | 1920 | 0 | 0 | 0 | 0 | 0 | 0 | 0 | 0 | 0
Residential | T8 (≤4 ft, 1-2 Lamp) | 40 | 18 | 0 | 10899.6289 | 0 | 2.4211 | 0 | 43 | 0 | 200 |  | 3.012 | 25.9028 | 3.7078 | 9.2755 | 0.32472 | 5180.5623 | 1196.8525 | 15753.8144 | 0 | 200 | 1720 | 488.3371 | 495.6621 | 503.0971 | 510.6435 | 518.3032 | 526.0777 | 533.9689 | 541.9784 | 550.1081 | 558.3597 | 566.7351 | 575.2361 | 583.8647 | 592.6226 | 601.512 | 610.5347 | 619.6927 | 628.9881 | 0 | 124.2558 | 124.2558 | 124.2558 | 124.2558 | 124.2558 | 124.2558 | 124.2558 | 124.2558 | 124.2558 | 124.2558 | 124.2558 | 124.2558 | 124.2558 | 124.2558 | 124.2558 | 124.2558 | 124.2558 | 124.2558 | 0 | 1485.007 | 1507.2821 | 1529.8914 | 1552.8397 | 1576.1323 | 1599.7743 | 1623.7709 | 1648.1275 | 1672.8494 | 1697.9422 | 1723.4113 | 1749.2625 | 1775.5014 | 1802.1339 | 1829.1659 | 1856.6034 | 1884.4525 | 1912.7193 | 0 | 1720 | 0 | 0 | 0 | 0 | 0 | 0 | 0 | 0 | 0
Residential | T8 (≤4 ft, 3-4 Lamp) | 200 | 18 | 0 | 83741.0514 | 0 | 18.601 | 0 | 55 | 0 | 1800 |  | 3.6184 | 22.1122 | 4.4543 | 11.1669 | 0.32403 | 39801.8811 | 9195.3303 | 121035.4034 | 0 | 1800 | 11000 | 3751.8579 | 3808.1358 | 3865.2578 | 3923.2367 | 3982.0852 | 4041.8165 | 4102.4438 | 4163.9804 | 4226.4401 | 4289.8367 | 4354.1843 | 4419.4971 | 4485.7895 | 4553.0764 | 4621.3725 | 4690.6931 | 4761.0535 | 4832.4693 | 0 | 954.648 | 954.648 | 954.648 | 954.648 | 954.648 | 954.648 | 954.648 | 954.648 | 954.648 | 954.648 | 954.648 | 954.648 | 954.648 | 954.648 | 954.648 | 954.648 | 954.648 | 954.648 | 0 | 11409.2004 | 11580.3384 | 11754.0435 | 11930.3541 | 12109.3094 | 12290.9491 | 12475.3133 | 12662.443 | 12852.3797 | 13045.1654 | 13240.8428 | 13439.4555 | 13641.0473 | 13845.663 | 14053.348 | 14264.1482 | 14478.1104 | 14695.2821 | 0 | 11000 | 0 | 0 | 0 | 0 | 0 | 0 | 0 | 0 | 0
Residential | T8 (5-8 ft, 1-2 Lamp) | 120 | 18 | 0 | 47852.0294 | 0 | 10.6291 | 0 | 93 | 0 | 960 |  | 2.038 | 23.6916 | 2.5088 | 6.2834 | 0.32434 | 22743.932 | 5254.4745 | 69163.0877 | 0 | 960 | 11160 | 2143.9188 | 2176.0776 | 2208.7188 | 2241.8495 | 2275.4773 | 2309.6094 | 2344.2536 | 2379.4174 | 2415.1086 | 2451.3353 | 2488.1053 | 2525.4269 | 2563.3083 | 2601.7579 | 2640.7843 | 2680.396 | 2720.602 | 2761.411 | 0 | 545.5131 | 545.5131 | 545.5131 | 545.5131 | 545.5131 | 545.5131 | 545.5131 | 545.5131 | 545.5131 | 545.5131 | 545.5131 | 545.5131 | 545.5131 | 545.5131 | 545.5131 | 545.5131 | 545.5131 | 545.5131 | 0 | 6519.5431 | 6617.3362 | 6716.5963 | 6817.3452 | 6919.6054 | 7023.3995 | 7128.7505 | 7235.6817 | 7344.2169 | 7454.3802 | 7566.1959 | 7679.6888 | 7794.8842 | 7911.8074 | 8030.4846 | 8150.9418 | 8273.2059 | 8397.304 | 0 | 11160 | 0 | 0 | 0 | 0 | 0 | 0 | 0 | 0 | 0
Residential | LED Linear Replacement Lamp (≤4ft) | 3200 | 16 | 0 | 957040.5874 | 0 | 212.5829 | 0 | 9.5 | 0 | 51200 |  | 14.0712 | 8.3548 | 17.3505 | 44.4739 | 0.31639 | 427763.5033 | 99691.3534 | 1300806.0616 | 0 | 51200 | 30400 | 42878.3763 | 43521.5519 | 44174.3752 | 44836.9908 | 45509.5457 | 46192.1889 | 46885.0717 | 47588.3478 | 48302.173 | 49026.7056 | 49762.1062 | 50508.5378 | 51266.1658 | 52035.1583 | 52815.6857 | 53607.921 | 0 | 0 | 0 | 10910.2627 | 10910.2627 | 10910.2627 | 10910.2627 | 10910.2627 | 10910.2627 | 10910.2627 | 10910.2627 | 10910.2627 | 10910.2627 | 10910.2627 | 10910.2627 | 10910.2627 | 10910.2627 | 10910.2627 | 10910.2627 | 0 | 0 | 0 | 130390.8616 | 132346.7245 | 134331.9254 | 136346.9043 | 138392.1078 | 140467.9895 | 142575.0093 | 144713.6344 | 146884.339 | 149087.604 | 151323.9181 | 153593.7769 | 155897.6835 | 158236.1488 | 160609.691 | 163018.8364 | 0 | 0 | 0 | 30400 | 0 | 0 | 0 | 0 | 0 | 0 | 0 | 0 | 0
Residential | LED Linear Replacement Lamp (5-8ft) | 280 | 16 | 0 | 102350.1739 | 0 | 22.7346 | 0 | 9.5 | 0 | 6440 |  | 17.1981 | 7.1036 | 21.2062 | 54.7195 | 0.3143 | 45746.9302 | 10661.4364 | 139113.9816 | 0 | 6440 | 2660 | 4585.6041 | 4654.3882 | 4724.204 | 4795.0671 | 4866.9931 | 4939.998 | 5014.0979 | 5089.3094 | 5165.6491 | 5243.1338 | 5321.7808 | 5401.6075 | 5482.6316 | 5564.8711 | 5648.3442 | 5733.0693 | 0 | 0 | 0 | 1166.792 | 1166.792 | 1166.792 | 1166.792 | 1166.792 | 1166.792 | 1166.792 | 1166.792 | 1166.792 | 1166.792 | 1166.792 | 1166.792 | 1166.792 | 1166.792 | 1166.792 | 1166.792 | 0 | 0 | 0 | 13944.5783 | 14153.7469 | 14366.0531 | 14581.5439 | 14800.2671 | 15022.2711 | 15247.6052 | 15476.3192 | 15708.464 | 15944.091 | 16183.2524 | 16426.0011 | 16672.3912 | 16922.477 | 17176.3142 | 17433.9589 | 0 | 0 | 0 | 2660 | 0 | 0 | 0 | 0 | 0 | 0 | 0 | 0 | 0
Residential | Fluorescent Fixture Specular Reflector 4-ft | 0 | 15 | 0 | 0 | 0 | 0 | 0 | 30 | 0 | 0 |  | n/a | n/a | n/a | n/a | n/a | 0 | 0 | 0 | 0 | 0 | 0 | 0 | 0 | 0 | 0 | 0 | 0 | 0 | 0 | 0 | 0 | 0 | 0 | 0 | 0 | 0 | 0 | 0 | 0 | 0 | 0 | 0 | 0 | 0 | 0 | 0 | 0 | 0 | 0 | 0 | 0 | 0 | 0 | 0 | 0 | 0 | 0 | 0 | 0 | 0 | 0 | 0 | 0 | 0 | 0 | 0 | 0 | 0 | 0 | 0 | 0 | 0 | 0 | 0 | 0 | 0 | 0 | 0 | 0 | 0 | 0 | 0 | 0 | 0 | 0 | 0 | 0 | 0
Residential | Fluorescent Fixture Specular Reflector two 4-ft | 0 | 15 | 0 | 0 | 0 | 0 | 0 | 30 | 0 | 0 |  | n/a | n/a | n/a | n/a | n/a | 0 | 0 | 0 | 0 | 0 | 0 | 0 | 0 | 0 | 0 | 0 | 0 | 0 | 0 | 0 | 0 | 0 | 0 | 0 | 0 | 0 | 0 | 0 | 0 | 0 | 0 | 0 | 0 | 0 | 0 | 0 | 0 | 0 | 0 | 0 | 0 | 0 | 0 | 0 | 0 | 0 | 0 | 0 | 0 | 0 | 0 | 0 | 0 | 0 | 0 | 0 | 0 | 0 | 0 | 0 | 0 | 0 | 0 | 0 | 0 | 0 | 0 | 0 | 0 | 0 | 0 | 0 | 0 | 0 | 0 | 0 | 0 | 0
Residential | Fluorescent Fixture Specular Reflector 8-ft | 0 | 15 | 0 | 0 | 0 | 0 | 0 | 50 | 0 | 0 |  | n/a | n/a | n/a | n/a | n/a | 0 | 0 | 0 | 0 | 0 | 0 | 0 | 0 | 0 | 0 | 0 | 0 | 0 | 0 | 0 | 0 | 0 | 0 | 0 | 0 | 0 | 0 | 0 | 0 | 0 | 0 | 0 | 0 | 0 | 0 | 0 | 0 | 0 | 0 | 0 | 0 | 0 | 0 | 0 | 0 | 0 | 0 | 0 | 0 | 0 | 0 | 0 | 0 | 0 | 0 | 0 | 0 | 0 | 0 | 0 | 0 | 0 | 0 | 0 | 0 | 0 | 0 | 0 | 0 | 0 | 0 | 0 | 0 | 0 | 0 | 0 | 0 | 0
Residential | Fluorescent Fixture Specular Reflector two 8-ft | 0 | 15 | 0 | 0 | 0 | 0 | 0 | 50 | 0 | 0 |  | n/a | n/a | n/a | n/a | n/a | 0 | 0 | 0 | 0 | 0 | 0 | 0 | 0 | 0 | 0 | 0 | 0 | 0 | 0 | 0 | 0 | 0 | 0 | 0 | 0 | 0 | 0 | 0 | 0 | 0 | 0 | 0 | 0 | 0 | 0 | 0 | 0 | 0 | 0 | 0 | 0 | 0 | 0 | 0 | 0 | 0 | 0 | 0 | 0 | 0 | 0 | 0 | 0 | 0 | 0 | 0 | 0 | 0 | 0 | 0 | 0 | 0 | 0 | 0 | 0 | 0 | 0 | 0 | 0 | 0 | 0 | 0 | 0 | 0 | 0 | 0 | 0 | 0
Residential | Multi-CFL Fixture | 0 | 0 | 0 | 0 | 0 | 0 | 0 | 0 | 0 | 0 |  | n/a | n/a | n/a | n/a | n/a | 0 | 0 | 0 | 0 | 0 | 0 | 0 | 0 | 0 | 0 | 0 | 0 | 0 | 0 | 0 | 0 | 0 | 0 | 0 | 0 | 0 | 0 | 0 | 0 | 0 | 0 | 0 | 0 | 0 | 0 | 0 | 0 | 0 | 0 | 0 | 0 | 0 | 0 | 0 | 0 | 0 | 0 | 0 | 0 | 0 | 0 | 0 | 0 | 0 | 0 | 0 | 0 | 0 | 0 | 0 | 0 | 0 | 0 | 0 | 0 | 0 | 0 | 0 | 0 | 0 | 0 | 0 | 0 | 0 | 0 | 0 | 0 | 0
Residential | Indirect Fixture | 0 | 0 | 0 | 0 | 0 | 0 | 0 | 0 | 0 | 0 |  | n/a | n/a | n/a | n/a | n/a | 0 | 0 | 0 | 0 | 0 | 0 | 0 | 0 | 0 | 0 | 0 | 0 | 0 | 0 | 0 | 0 | 0 | 0 | 0 | 0 | 0 | 0 | 0 | 0 | 0 | 0 | 0 | 0 | 0 | 0 | 0 | 0 | 0 | 0 | 0 | 0 | 0 | 0 | 0 | 0 | 0 | 0 | 0 | 0 | 0 | 0 | 0 | 0 | 0 | 0 | 0 | 0 | 0 | 0 | 0 | 0 | 0 | 0 | 0 | 0 | 0 | 0 | 0 | 0 | 0 | 0 | 0 | 0 | 0 | 0 | 0 | 0 | 0
Residential | Ceiling Mount Occupancy | 24 | 8 | 0 | 9116.2625 | 0 | 0.29113 | 0 | 125 | 0 | 720 |  | 0.79144 | 3.2977 | 1.0014 | 2.8673 | 0.27602 | 2374.3258 | 629.7969 | 7882.0235 | 0 | 720 | 3000 | 374.1418 | 379.7539 | 385.4502 | 391.232 | 397.1004 | 403.057 | 409.1028 | 415.2394 | 0 | 0 | 0 | 0 | 0 | 0 | 0 | 0 | 0 | 0 | 0 | 103.9254 | 103.9254 | 103.9254 | 103.9254 | 103.9254 | 103.9254 | 103.9254 | 103.9254 | 0 | 0 | 0 | 0 | 0 | 0 | 0 | 0 | 0 | 0 | 0 | 1242.0344 | 1260.6649 | 1279.5749 | 1298.7685 | 1318.25 | 1338.0238 | 1358.0941 | 1378.4655 | 0 | 0 | 0 | 0 | 0 | 0 | 0 | 0 | 0 | 0 | 0 | 3000 | 0 | 0 | 0 | 0 | 0 | 0 | 0 | 0 | 0
Residential | Wall Mount Occupancy | 16 | 8 | 0 | 6077.5083 | 0 | 0.19409 | 0 | 55 | 0 | 192 |  | 1.7987 | 8.2442 | 2.2759 | 6.1894 | 0.29061 | 1582.8839 | 419.8646 | 5254.6824 | 0 | 192 | 880 | 249.4279 | 253.1693 | 256.9668 | 260.8213 | 264.7336 | 268.7046 | 272.7352 | 276.8262 | 0 | 0 | 0 | 0 | 0 | 0 | 0 | 0 | 0 | 0 | 0 | 69.2836 | 69.2836 | 69.2836 | 69.2836 | 69.2836 | 69.2836 | 69.2836 | 69.2836 | 0 | 0 | 0 | 0 | 0 | 0 | 0 | 0 | 0 | 0 | 0 | 828.0229 | 840.4433 | 853.0499 | 865.8457 | 878.8334 | 892.0159 | 905.3961 | 918.977 | 0 | 0 | 0 | 0 | 0 | 0 | 0 | 0 | 0 | 0 | 0 | 880 | 0 | 0 | 0 | 0 | 0 | 0 | 0 | 0 | 0
Residential | Fixture Mount Occupancy | 16 | 8 | 0 | 6077.5083 | 0 | 0.19409 | 0 | 55 | 0 | 192 |  | 1.7987 | 8.2442 | 2.2759 | 6.1894 | 0.29061 | 1582.8839 | 419.8646 | 5254.6824 | 0 | 192 | 880 | 249.4279 | 253.1693 | 256.9668 | 260.8213 | 264.7336 | 268.7046 | 272.7352 | 276.8262 | 0 | 0 | 0 | 0 | 0 | 0 | 0 | 0 | 0 | 0 | 0 | 69.2836 | 69.2836 | 69.2836 | 69.2836 | 69.2836 | 69.2836 | 69.2836 | 69.2836 | 0 | 0 | 0 | 0 | 0 | 0 | 0 | 0 | 0 | 0 | 0 | 828.0229 | 840.4433 | 853.0499 | 865.8457 | 878.8334 | 892.0159 | 905.3961 | 918.977 | 0 | 0 | 0 | 0 | 0 | 0 | 0 | 0 | 0 | 0 | 0 | 880 | 0 | 0 | 0 | 0 | 0 | 0 | 0 | 0 | 0
Residential | Fixture Mount Photo Sensor | 0 | 8 | 0 | 0 | 0 | 0 | 0 | 65 | 0 | 0 |  | n/a | n/a | n/a | n/a | n/a | 0 | 0 | 0 | 0 | 0 | 0 | 0 | 0 | 0 | 0 | 0 | 0 | 0 | 0 | 0 | 0 | 0 | 0 | 0 | 0 | 0 | 0 | 0 | 0 | 0 | 0 | 0 | 0 | 0 | 0 | 0 | 0 | 0 | 0 | 0 | 0 | 0 | 0 | 0 | 0 | 0 | 0 | 0 | 0 | 0 | 0 | 0 | 0 | 0 | 0 | 0 | 0 | 0 | 0 | 0 | 0 | 0 | 0 | 0 | 0 | 0 | 0 | 0 | 0 | 0 | 0 | 0 | 0 | 0 | 0 | 0 | 0 | 0
Residential | Exit Sign | 128 | 15 | 0 | 73866.8317 | 0 | 8.3144 | 0 | 25 | 0 | 768 |  | 9.4731 | 39.471 | 11.8037 | 30.5113 | 0.31048 | 30313.7613 | 7458.0987 | 96868.2735 | 0 | 768 | 3200 | 3149.3762 | 3196.6168 | 3244.5661 | 3293.2346 | 3342.6331 | 3392.7726 | 3443.6642 | 3495.3191 | 3547.7489 | 3600.9652 | 3654.9796 | 3709.8043 | 3765.4514 | 3821.9332 | 3879.2622 | 0 | 0 | 0 | 0 | 842.0819 | 842.0819 | 842.0819 | 842.0819 | 842.0819 | 842.0819 | 842.0819 | 842.0819 | 842.0819 | 842.0819 | 842.0819 | 842.0819 | 842.0819 | 842.0819 | 842.0819 | 0 | 0 | 0 | 0 | 10063.899 | 10214.8575 | 10368.0804 | 10523.6016 | 10681.4556 | 10841.6774 | 11004.3026 | 11169.3671 | 11336.9076 | 11506.9612 | 11679.5657 | 11854.7592 | 12032.5805 | 12213.0692 | 12396.2653 | 0 | 0 | 0 | 0 | 3200 | 0 | 0 | 0 | 0 | 0 | 0 | 0 | 0 | 0
C&I | HVAC | [9 empty] | 7400 | 5032 | 1.6057 | 4.0648 | 2.0017 | 5.0447 | 0.36509 | 50534.1251 | 12463.143 | 125982.0736 | 5032 | 7400 | 26440 | 5250.1228 | 5328.8746 | 5408.8078 | 5489.9399 | 5572.289 | 5655.8733 | 5740.7114 | 5826.8221 | 5914.2244 | 6002.9378 | 6092.9818 | 6184.3766 | 6277.1422 | 6371.2994 | 6466.8688 | 0 | 0 | 0 | 0 | 1407.1934 | 1407.1934 | 1407.1934 | 1407.1934 | 1407.1934 | 1407.1934 | 1407.1934 | 1407.1934 | 1407.1934 | 1407.1934 | 1407.1934 | 1407.1934 | 1407.1934 | 1407.1934 | 1407.1934 | 0 | 0 | 0 | 0 | 13088.6081 | 13284.9372 | 13484.2112 | 13686.4744 | 13891.7715 | 14100.1481 | 14311.6503 | 14526.3251 | 14744.22 | 14965.3833 | 15189.864 | 15417.712 | 15648.9776 | 15883.7123 | 16121.968 | 0 | 0 | 0 | 0 | 26440 | 0 | 0 | 0 | 0 | 0 | 0 | 0 | 0 | 0
C&I | Split Package Heat Pump | 4 | 15 | 0 | 8294.5509 | 0 | 1.2605 | 0 | 370 | 0 | 1000 |  | 2.342 | 3.4662 | 2.9079 | 6.3956 | 0.36619 | 3466.1921 | 837.4744 | 8465.5018 | 0 | 1000 | 1480 | 360.1118 | 365.5135 | 370.9962 | 376.5611 | 382.2095 | 387.9427 | 393.7618 | 399.6682 | 405.6633 | 411.7482 | 417.9244 | 424.1933 | 430.5562 | 437.0145 | 443.5698 | 0 | 0 | 0 | 0 | 94.5579 | 94.5579 | 94.5579 | 94.5579 | 94.5579 | 94.5579 | 94.5579 | 94.5579 | 94.5579 | 94.5579 | 94.5579 | 94.5579 | 94.5579 | 94.5579 | 94.5579 | 0 | 0 | 0 | 0 | 879.5032 | 892.6957 | 906.0862 | 919.6775 | 933.4726 | 947.4747 | 961.6868 | 976.1121 | 990.7538 | 1005.6151 | 1020.6994 | 1036.0098 | 1051.55 | 1067.3232 | 1083.3331 | 0 | 0 | 0 | 0 | 1480 | 0 | 0 | 0 | 0 | 0 | 0 | 0 | 0 | 0
C&I | Single System Heat Pump | 8 | 15 | 0 | 7594.756 | 0 | 2.5211 | 0 | 370 | 0 | 2000 |  | 1.1601 | 1.717 | 1.4192 | 3.2944 | 0.35216 | 3433.9972 | 766.8183 | 7751.2841 | 0 | 2000 | 2960 | 356.767 | 362.1185 | 367.5503 | 373.0635 | 378.6595 | 384.3394 | 390.1044 | 395.956 | 401.8954 | 407.9238 | 414.0426 | 420.2533 | 426.5571 | 432.9554 | 439.4498 | 0 | 0 | 0 | 0 | 86.5802 | 86.5802 | 86.5802 | 86.5802 | 86.5802 | 86.5802 | 86.5802 | 86.5802 | 86.5802 | 86.5802 | 86.5802 | 86.5802 | 86.5802 | 86.5802 | 86.5802 | 0 | 0 | 0 | 0 | 805.3012 | 817.3807 | 829.6415 | 842.0861 | 854.7174 | 867.5381 | 880.5512 | 893.7595 | 907.1659 | 920.7734 | 934.585 | 948.6037 | 962.8328 | 977.2753 | 991.9344 | 0 | 0 | 0 | 0 | 2960 | 0 | 0 | 0 | 0 | 0 | 0 | 0 | 0 | 0
C&I | Geothermal Heat Pump | 4 | 15 | 0 | 93027.1602 | 0 | 8.7792 | 0 | 4100 | 0 | 2800 |  | 2.3082 | 13.5196 | 2.8809 | 5.96 | 0.38728 | 37854.7431 | 9392.656 | 94944.4516 | 0 | 2800 | 16400 | 3932.8285 | 3991.821 | 4051.6983 | 4112.4738 | 4174.1609 | 4236.7733 | 4300.3249 | 4364.8298 | 4430.3022 | 4496.7567 | 4564.2081 | 4632.6712 | 4702.1613 | 4772.6937 | 4844.2841 | 0 | 0 | 0 | 0 | 1060.5096 | 1060.5096 | 1060.5096 | 1060.5096 | 1060.5096 | 1060.5096 | 1060.5096 | 1060.5096 | 1060.5096 | 1060.5096 | 1060.5096 | 1060.5096 | 1060.5096 | 1060.5096 | 1060.5096 | 0 | 0 | 0 | 0 | 9864.0281 | 10011.9885 | 10162.1684 | 10314.6009 | 10469.3199 | 10626.3597 | 10785.7551 | 10947.5414 | 11111.7545 | 11278.4309 | 11447.6073 | 11619.3214 | 11793.6112 | 11970.5154 | 12150.0731 | 0 | 0 | 0 | 0 | 16400 | 0 | 0 | 0 | 0 | 0 | 0 | 0 | 0 | 0
C&I | Heat Pump Water Heater | 8 | 15 | 0 | 14521.5469 | 0 | 0.68795 | 0 | 700 | 0 | 1600 |  | 1.032 | 3.612 | 1.2938 | 2.9323 | 0.35194 | 5779.1927 | 1466.1943 | 14820.8362 | 0 | 1600 | 5600 | 600.4155 | 609.4217 | 618.563 | 627.8415 | 637.2591 | 646.818 | 656.5203 | 666.3681 | 676.3636 | 686.509 | 696.8067 | 707.2588 | 717.8677 | 728.6357 | 739.5652 | 0 | 0 | 0 | 0 | 165.5456 | 165.5456 | 165.5456 | 165.5456 | 165.5456 | 165.5456 | 165.5456 | 165.5456 | 165.5456 | 165.5456 | 165.5456 | 165.5456 | 165.5456 | 165.5456 | 165.5456 | 0 | 0 | 0 | 0 | 1539.7755 | 1562.8722 | 1586.3153 | 1610.11 | 1634.2616 | 1658.7756 | 1683.6572 | 1708.9121 | 1734.5457 | 1760.5639 | 1786.9724 | 1813.777 | 1840.9836 | 1868.5984 | 1896.6274 | 0 | 0 | 0 | 0 | 5600 | 0 | 0 | 0 | 0 | 0 | 0 | 0 | 0 | 0
C&I | Motors | [9 empty] | 500 | 340 | 0.91561 | 1.6241 | 1.1295 | 3.236 | 0.33591 | 1364.2576 | 318.6882 | 3221.4181 | 340 | 500 | 1150 | 141.7363 | 143.8623 | 146.0203 | 148.2106 | 150.4337 | 152.6902 | 154.9806 | 157.3053 | 159.6649 | 162.0599 | 164.4908 | 166.9581 | 169.4625 | 172.0044 | 174.5845 | 0 | 0 | 0 | 0 | 35.9826 | 35.9826 | 35.9826 | 35.9826 | 35.9826 | 35.9826 | 35.9826 | 35.9826 | 35.9826 | 35.9826 | 35.9826 | 35.9826 | 35.9826 | 35.9826 | 35.9826 | 0 | 0 | 0 | 0 | 334.6816 | 339.7018 | 344.7973 | 349.9693 | 355.2188 | 360.5471 | 365.9553 | 371.4446 | 377.0163 | 382.6716 | 388.4116 | 394.2378 | 400.1514 | 406.1537 | 412.246 | 0 | 0 | 0 | 0 | 1150 | 0 | 0 | 0 | 0 | 0 | 0 | 0 | 0 | 0
C&I | ODC Motor | 5 | 15 | 0 | 1851.7344 | 0 | 0.42085 | 0 | 115 | 0 | 250 |  | 1.3919 | 3.2015 | 1.7171 | 3.7216 | 0.37402 | 800.3644 | 186.9637 | 1889.8986 | 0 | 250 | 575 | 83.152 | 84.3992 | 85.6652 | 86.9502 | 88.2545 | 89.5783 | 90.922 | 92.2858 | 93.6701 | 95.0751 | 96.5012 | 97.9488 | 99.418 | 100.9093 | 102.4229 | 0 | 0 | 0 | 0 | 21.1098 | 21.1098 | 21.1098 | 21.1098 | 21.1098 | 21.1098 | 21.1098 | 21.1098 | 21.1098 | 21.1098 | 21.1098 | 21.1098 | 21.1098 | 21.1098 | 21.1098 | 0 | 0 | 0 | 0 | 196.3465 | 199.2917 | 202.2811 | 205.3153 | 208.395 | 211.521 | 214.6938 | 217.9142 | 221.1829 | 224.5007 | 227.8682 | 231.2862 | 234.7555 | 238.2768 | 241.851 | 0 | 0 | 0 | 0 | 575 | 0 | 0 | 0 | 0 | 0 | 0 | 0 | 0 | 0
C&I | TEFC Motor | 5 | 15 | 0 | 1304.631 | 0 | 0.29651 | 0 | 115 | 0 | 250 |  | 0.98068 | 2.2556 | 1.2098 | 2.7505 | 0.35655 | 563.8931 | 131.7244 | 1331.5195 | 0 | 250 | 575 | 58.5843 | 59.4631 | 60.355 | 61.2604 | 62.1793 | 63.112 | 64.0586 | 65.0195 | 65.9948 | 66.9847 | 67.9895 | 69.0094 | 70.0445 | 71.0952 | 72.1616 | 0 | 0 | 0 | 0 | 14.8728 | 14.8728 | 14.8728 | 14.8728 | 14.8728 | 14.8728 | 14.8728 | 14.8728 | 14.8728 | 14.8728 | 14.8728 | 14.8728 | 14.8728 | 14.8728 | 14.8728 | 0 | 0 | 0 | 0 | 138.3351 | 140.4101 | 142.5162 | 144.654 | 146.8238 | 149.0261 | 151.2615 | 153.5305 | 155.8334 | 158.1709 | 160.5435 | 162.9516 | 165.3959 | 167.8768 | 170.395 | 0 | 0 | 0 | 0 | 575 | 0 | 0 | 0 | 0 | 0 | 0 | 0 | 0 | 0

## 2016
Year | 2016
[5 empty] | Total Annual Savings | [5 empty] | Total Costs |  | B/C Ratio -- Cost Tests |  |  |  |  | Net Present Value
Sector | Program | Participation | Measure Life | Remaining Life | kWh | Ret. kWh | kW | Ret. kW | Incremental Cost per Unit | Future Avoided Cost | Incentives | Admin | TRC | Utility | Societal | Participant | RIM | Avoided Energy & Demand | Avoided Environmental Costs | Lost Revenue | Program Delivery Costs | Participant Incentives | Incremental Cost | Avoided Energy & Demand Savings | [18 empty] | Avoided Environmental Costs | [18 empty] | Participant Bill Savings | [18 empty] | Incremental Cost
[24 empty] | 2015 | 2016 | 2017 | 2018 | 2019 | 2020 | 2021 | 2022 | 2023 | 2024 | 2025 | 2026 | 2027 | 2028 | 2029 | 2030 | 2031 | 2032 | 2033 | 2015 | 2016 | 2017 | 2018 | 2019 | 2020 | 2021 | 2022 | 2023 | 2024 | 2025 | 2026 | 2027 | 2028 | 2029 | 2030 | 2031 | 2032 | 2033 | 2015 | 2016 | 2017 | 2018 | 2019 | 2020 | 2021 | 2022 | 2023 | 2024 | 2025 | 2026 | 2027 | 2028 | 2029 | 2030 | 2031 | 2032 | 2033 | 2015 | 2016 | 2017 | 2018 | 2019 | 2020 | 2021 | 2022 | 2023 | 2024
| Total Portfolio | [11 empty] | 2.1818 | 3.3513 | 2.685 | 9.2441 | 0.32391 | 2884482.6939 | 665212.908 | 8044601.8574 | 402219.3702 | 458484.932 | 919835.1822 | 0 | 342031.0216 | 347161.487 | 352333.5686 | 357618.5721 | 361797.5635 | 343120.0002 | 348266.8002 | 353490.8022 | 343154.2041 | 346323.668 | 335957.6564 | 340997.0212 | 345953.2315 | 346209.3982 | 351402.5392 | 142265.3376 | 29392.3016 | 29833.1862 | 0 | 85849.2309 | 85849.2309 | 85840.2006 | 85840.2006 | 85551.1321 | 79625.9949 | 79625.9949 | 79625.9949 | 76074.2132 | 75616.8763 | 72077.0922 | 72077.0922 | 72042.7246 | 71023.6758 | 71023.6758 | 28266.0012 | 5546.5157 | 5546.5157 | 0 | 961251.4978 | 975670.2702 | 990192.4719 | 1005045.359 | 1016399.3261 | 954215.7882 | 968529.025 | 983056.9604 | 949268.0869 | 957163.9056 | 921688.5758 | 935513.9044 | 949048.1654 | 948282.4966 | 962506.7341 | 428679.778 | 85379.756 | 86660.4523 | 0 | 1040143.7676 | 0 | 0 | -25350 | 0 | 0 | 0 | -34981.4703 | 0
| Residential Programs | [10 empty] | 229016.325 | 1.0615 | 1.4243 | 1.3115 | 7.1507 | 0.26688 | 432923.949 | 101964.1222 | 1318191.6614 | 210415.5871 | 93531.7898 | 197425.2227 | 0 | 66583.5664 | 67582.3198 | 68560.714 | 69589.1247 | 69447.6744 | 46384.8627 | 47080.6357 | 47786.8452 | 39593.8665 | 38209.9253 | 23222.2076 | 23570.5407 | 23765.3537 | 24121.8341 | 24483.6616 | 18831.2475 | 19113.7162 | 19400.4219 | 0 | 16975.3019 | 16975.3019 | 16966.2716 | 16966.2716 | 16677.2031 | 10752.0659 | 10752.0659 | 10752.0659 | 8723.2279 | 8265.891 | 4726.1069 | 4726.1069 | 4691.7393 | 4691.7393 | 4691.7393 | 3515.9945 | 3515.9945 | 3515.9945 | 0 | 205918.5614 | 209007.3399 | 212029.5976 | 215210.0415 | 214716.4789 | 140507.6983 | 142615.3137 | 144754.5434 | 119202.001 | 114646.8284 | 66533.7424 | 67531.7486 | 68046.2772 | 69066.9714 | 70102.9759 | 53323.2752 | 54123.1243 | 54934.9712 | 0 | 253872.7676 | 0 | 0 | -25350 | 0 | 0 | 0 | -34981.4703 | 0
Residential | Residential Lighting | [9 empty] | 25600 | 14955.2 | 1.0352 | 1.6185 | 1.292 | 4.8473 | 0.26275 | 60306.6431 | 14961.8166 | 192255.6238 | 13740.5366 | 23520.7644 | 44514.8842 | 0 | 8808.609 | 8940.7382 | 9074.8492 | 9210.972 | 9349.1366 | 9489.3736 | 9631.7142 | 9776.1899 | 9922.8328 | 10071.6753 | 0 | 0 | 0 | 0 | 0 | 0 | 0 | 0 | 0 | 2314.9587 | 2314.9587 | 2314.9587 | 2314.9587 | 2314.9587 | 2314.9587 | 2314.9587 | 2314.9587 | 2314.9587 | 2314.9587 | 0 | 0 | 0 | 0 | 0 | 0 | 0 | 0 | 0 | 28081.5601 | 28502.7835 | 28930.3253 | 29364.2802 | 29804.7444 | 30251.8155 | 30705.5928 | 31166.1767 | 31633.6693 | 32108.1744 | 0 | 0 | 0 | 0 | 0 | 0 | 0 | 0 | 0 | 48450 | 0 | 0 | 0 | 0 | 0 | 0 | 0 | 0
Residential | LED | 4000 | 10 | 0 | 160472.8524 | 0 | 18.8681 | 0 | 10 | 0 | 20000 |  | 1.2967 | 2.5934 | 1.6184 | 4.634 | 0.27982 | 47655.2412 | 11823.5395 | 151929.5437 | 0 | 18375.5972 | 36751.1944 | 0 | 6960.699 | 7065.1095 | 7171.0861 | 7278.6524 | 7387.8322 | 7498.6497 | 7611.1294 | 7725.2963 | 7841.1758 | 7958.7934 | 0 | 0 | 0 | 0 | 0 | 0 | 0 | 0 | 0 | 1829.3905 | 1829.3905 | 1829.3905 | 1829.3905 | 1829.3905 | 1829.3905 | 1829.3905 | 1829.3905 | 1829.3905 | 1829.3905 | 0 | 0 | 0 | 0 | 0 | 0 | 0 | 0 | 0 | 22191.3853 | 22524.256 | 22862.1199 | 23205.0517 | 23553.1275 | 23906.4244 | 24265.0207 | 24628.996 | 24998.431 | 25373.4075 | 0 | 0 | 0 | 0 | 0 | 0 | 0 | 0 | 0 | 40000 | 0 | 0 | 0 | 0 | 0 | 0 | 0 | 0
Residential | ENERGY STAR Fixture | 550 | 9.4 | 0 | 41807.401 | 0 | 4.9156 | 0 | 15 | 0 | 5500 |  | 1.6379 | 2.4569 | 2.0443 | 5.8886 | 0.27816 | 12415.4444 | 3080.3432 | 39581.6443 | 0 | 5053.2892 | 7579.9338 | 0 | 1813.4453 | 1840.6469 | 1868.2566 | 1896.2805 | 1924.7247 | 1953.5956 | 1982.8995 | 2012.643 | 2042.8326 | 2073.4751 | 0 | 0 | 0 | 0 | 0 | 0 | 0 | 0 | 0 | 476.6044 | 476.6044 | 476.6044 | 476.6044 | 476.6044 | 476.6044 | 476.6044 | 476.6044 | 476.6044 | 476.6044 | 0 | 0 | 0 | 0 | 0 | 0 | 0 | 0 | 0 | 5781.4398 | 5868.1614 | 5956.1839 | 6045.5266 | 6136.2095 | 6228.2527 | 6321.6765 | 6416.5016 | 6512.7491 | 6610.4404 | 0 | 0 | 0 | 0 | 0 | 0 | 0 | 0 | 0 | 8250 | 0 | 0 | 0 | 0 | 0 | 0 | 0 | 0
Residential | Advanced Power Strip | 10 | 10 | 0 | 786.297 | 0 | 0.1103 | 0 | 20 | 0 | 100 |  | 1.2841 | 2.5682 | 1.5994 | 4.5512 | 0.28214 | 235.9575 | 57.9339 | 744.4359 | 0 | 91.878 | 183.756 | 0 | 34.4648 | 34.9818 | 35.5065 | 36.0391 | 36.5797 | 37.1284 | 37.6853 | 38.2506 | 38.8244 | 39.4067 | 0 | 0 | 0 | 0 | 0 | 0 | 0 | 0 | 0 | 8.9638 | 8.9638 | 8.9638 | 8.9638 | 8.9638 | 8.9638 | 8.9638 | 8.9638 | 8.9638 | 8.9638 | 0 | 0 | 0 | 0 | 0 | 0 | 0 | 0 | 0 | 108.735 | 110.3661 | 112.0215 | 113.7019 | 115.4074 | 117.1385 | 118.8956 | 120.679 | 122.4892 | 124.3265 | 0 | 0 | 0 | 0 | 0 | 0 | 0 | 0 | 0 | 200 | 0 | 0 | 0 | 0 | 0 | 0 | 0 | 0
Residential | Appliance Recycling | [9 empty] | 12500 | 17818.75 | 0.95199 | 1.0962 | 1.1912 | 6.9239 | 0.24407 | 30536.9539 | 7674.1124 | 97257.287 | 16371.5086 | 11484.7483 | 15705.3417 | 0 | 5674.9989 | 5760.1239 | 5846.5257 | 5934.2236 | 4837.9498 | 4910.519 | 4984.1768 | 5058.9395 | 149.5671 | 151.8106 | 154.0877 | 156.3991 | 0 | 0 | 0 | 0 | 0 | 0 | 0 | 1488.3701 | 1488.3701 | 1488.3701 | 1488.3701 | 1199.3017 | 1199.3017 | 1199.3017 | 1199.3017 | 34.3676 | 34.3676 | 34.3676 | 34.3676 | 0 | 0 | 0 | 0 | 0 | 0 | 0 | 18054.6445 | 18325.4642 | 18600.3461 | 18879.3513 | 15440.8284 | 15672.4408 | 15907.5274 | 16146.1403 | 469.6295 | 476.6739 | 483.824 | 491.0814 | 0 | 0 | 0 | 0 | 0 | 0 | 0 | 36755 | 0 | 0 | -25350 | 0 | 0 | 0 | 0 | 0
Residential | Refrigerator Recycle | 50 | 8 | 0 | 67479.15 | 0 | 7.7031 | 0 | 93 | 0 | 3750 |  | 3.9883 | 4.9454 | 4.9908 | 13.5416 | 0.29452 | 17039.1469 | 4283.1649 | 54408.6584 | 0 | 3445.4245 | 4272.3264 | 0 | 2922.3503 | 2966.1856 | 3010.6783 | 3055.8385 | 3101.6761 | 3148.2012 | 3195.4243 | 3243.3556 | 0 | 0 | 0 | 0 | 0 | 0 | 0 | 0 | 0 | 0 | 0 | 769.2623 | 769.2623 | 769.2623 | 769.2623 | 769.2623 | 769.2623 | 769.2623 | 769.2623 | 0 | 0 | 0 | 0 | 0 | 0 | 0 | 0 | 0 | 0 | 0 | 9331.5211 | 9471.494 | 9613.5664 | 9757.7699 | 9904.1364 | 10052.6985 | 10203.4889 | 10356.5413 | 0 | 0 | 0 | 0 | 0 | 0 | 0 | 0 | 0 | 0 | 0 | 4650 | 0 | 0 | 0 | 0 | 0 | 0 | 0 | 0
Residential | Recycle and Replace - ENERGY STAR Refrigerator | 65 | 12 | 4 | 3014.7004 | 28371.5851 | 0.45439 | 4.2763 | 451 | 390 | 6500 |  | 0.5337 | 0.79264 | 0.66762 | 2.3491 | 0.22719 | 4733.6841 | 1187.8922 | 14863.4149 | 0 | 5972.0691 | 8869.6195 | 0 | 1249.5312 | 1268.2742 | 1287.2983 | 1306.6078 | 140.9197 | 143.0335 | 145.179 | 147.3567 | 149.5671 | 151.8106 | 154.0877 | 156.3991 | 0 | 0 | 0 | 0 | 0 | 0 | 0 | 323.4361 | 323.4361 | 323.4361 | 323.4361 | 34.3676 | 34.3676 | 34.3676 | 34.3676 | 34.3676 | 34.3676 | 34.3676 | 34.3676 | 0 | 0 | 0 | 0 | 0 | 0 | 0 | 3923.4348 | 3982.2863 | 4042.0206 | 4102.6509 | 442.4775 | 449.1146 | 455.8514 | 462.6891 | 469.6295 | 476.6739 | 483.824 | 491.0814 | 0 | 0 | 0 | 0 | 0 | 0 | 0 | 29315 | 0 | 0 | -25350 | 0 | 0 | 0 | 0 | 0
Residential | Freezer Recycle | 30 | 8 | 0 | 34708.05 | 0 | 3.9621 | 0 | 93 | 0 | 2250 |  | 3.419 | 4.2395 | 4.2784 | 11.7237 | 0.29163 | 8764.1229 | 2203.0553 | 27985.2138 | 0 | 2067.2547 | 2563.3958 | 0 | 1503.1173 | 1525.6641 | 1548.5491 | 1571.7773 | 1595.354 | 1619.2843 | 1643.5735 | 1668.2271 | 0 | 0 | 0 | 0 | 0 | 0 | 0 | 0 | 0 | 0 | 0 | 395.6718 | 395.6718 | 395.6718 | 395.6718 | 395.6718 | 395.6718 | 395.6718 | 395.6718 | 0 | 0 | 0 | 0 | 0 | 0 | 0 | 0 | 0 | 0 | 0 | 4799.6885 | 4871.6839 | 4944.7591 | 5018.9305 | 5094.2145 | 5170.6277 | 5248.1871 | 5326.9099 | 0 | 0 | 0 | 0 | 0 | 0 | 0 | 0 | 0 | 0 | 0 | 2790 | 0 | 0 | 0 | 0 | 0 | 0 | 0 | 0
Residential | High Efficiency HVAC | [9 empty] | 63700 | 21243.95 | 1.1397 | 2.2888 | 1.3873 | 4.177 | 0.30142 | 178625.0938 | 38790.1645 | 514573.9066 | 19518.5134 | 58526.2771 | 137204.9967 | 0 | 19846.6065 | 20144.3056 | 20446.4702 | 20753.1673 | 21064.4648 | 21380.4318 | 21701.1382 | 22026.6553 | 18432.5302 | 18709.0182 | 18989.6535 | 19274.4983 | 19563.6158 | 19857.07 | 20154.926 | 18831.2475 | 19113.7162 | 19400.4219 | 0 | 4731.8599 | 4731.8599 | 4731.8599 | 4731.8599 | 4731.8599 | 4731.8599 | 4731.8599 | 4731.8599 | 3867.9559 | 3867.9559 | 3867.9559 | 3867.9559 | 3867.9559 | 3867.9559 | 3867.9559 | 3515.9945 | 3515.9945 | 3515.9945 | 0 | 57399.732 | 58260.728 | 59134.6389 | 60021.6585 | 60921.9833 | 61835.8131 | 62763.3503 | 63704.8005 | 52855.2149 | 53648.0431 | 54452.7638 | 55269.5552 | 56098.5985 | 56940.0775 | 57794.1787 | 53323.2752 | 54123.1243 | 54934.9712 | 0 | 168667.7676 | 0 | 0 | 0 | 0 | 0 | 0 | -34981.4703 | 0
Residential | Heat Pump SEER 15 | 60 | 18 | 0 | 30078.525 | 0 | 30.9646 | 0 | 293.8082 | 0 | 16500 |  | 1.1165 | 1.1929 | 1.3039 | 3.4391 | 0.32466 | 18084.049 | 3034.5684 | 40542.2696 | 0 | 15159.8677 | 16196.7061 | 0 | 1855.3549 | 1883.1852 | 1911.433 | 1940.1045 | 1969.2061 | 1998.7441 | 2028.7253 | 2059.1562 | 2090.0435 | 2121.3942 | 2153.2151 | 2185.5133 | 2218.296 | 2251.5705 | 2285.344 | 2319.6242 | 2354.4185 | 2389.7348 | 0 | 342.8952 | 342.8952 | 342.8952 | 342.8952 | 342.8952 | 342.8952 | 342.8952 | 342.8952 | 342.8952 | 342.8952 | 342.8952 | 342.8952 | 342.8952 | 342.8952 | 342.8952 | 342.8952 | 342.8952 | 342.8952 | 0 | 4159.4832 | 4221.8755 | 4285.2036 | 4349.4817 | 4414.7239 | 4480.9447 | 4548.1589 | 4616.3813 | 4685.627 | 4755.9114 | 4827.2501 | 4899.6588 | 4973.1537 | 5047.751 | 5123.4673 | 5200.3193 | 5278.3241 | 5357.499 | 0 | 17628.4949 | 0 | 0 | 0 | 0 | 0 | 0 | 0 | 0
Residential | Early Retirement Heat Pump SEER 15 | 8 | 18 | 8 | 4010.47 | 27546.7917 | 4.1286 | 15.7693 | 2480.1501 | 2186.3419 | 5200 |  | 1.0058 | 1.968 | 1.2089 | 3.1195 | 0.32244 | 9402.5037 | 1898.5513 | 24383.0488 | 0 | 4777.6553 | 9347.9204 | 0 | 1446.4442 | 1468.1408 | 1490.1629 | 1512.5154 | 1535.2031 | 1558.2312 | 1581.6046 | 1605.3287 | 278.6725 | 282.8526 | 287.0953 | 291.4018 | 295.7728 | 300.2094 | 304.7125 | 309.2832 | 313.9225 | 318.6313 | 0 | 314.0334 | 314.0334 | 314.0334 | 314.0334 | 314.0334 | 314.0334 | 314.0334 | 314.0334 | 45.7194 | 45.7194 | 45.7194 | 45.7194 | 45.7194 | 45.7194 | 45.7194 | 45.7194 | 45.7194 | 45.7194 | 0 | 3809.3762 | 3866.5169 | 3924.5146 | 3983.3823 | 4043.1331 | 4103.7801 | 4165.3368 | 4227.8168 | 624.7503 | 634.1215 | 643.6333 | 653.2878 | 663.0872 | 673.0335 | 683.129 | 693.3759 | 703.7765 | 714.3332 | 0 | 19841.2011 | 0 | 0 | 0 | 0 | 0 | 0 | -17490.7351 | 0
Residential | Heat Pump SEER 15 Replace Electric Furnace | 8 | 18 | 0 | 130719.505 | 0 | 46.7291 | 0 | 4554 | 0 | 12400 |  | 1.8344 | 5.3896 | 2.2284 | 5.6041 | 0.32733 | 61402.903 | 13188.0562 | 176194.3251 | 0 | 11392.8703 | 33472.9879 | 0 | 6299.7052 | 6394.2007 | 6490.1137 | 6587.4654 | 6686.2774 | 6786.5716 | 6888.3702 | 6991.6957 | 7096.5712 | 7203.0197 | 7311.065 | 7420.731 | 7532.042 | 7645.0226 | 7759.6979 | 7876.0934 | 7994.2348 | 8114.1483 | 0 | 1490.2024 | 1490.2024 | 1490.2024 | 1490.2024 | 1490.2024 | 1490.2024 | 1490.2024 | 1490.2024 | 1490.2024 | 1490.2024 | 1490.2024 | 1490.2024 | 1490.2024 | 1490.2024 | 1490.2024 | 1490.2024 | 1490.2024 | 1490.2024 | 0 | 18076.87 | 18348.0231 | 18623.2434 | 18902.5921 | 19186.131 | 19473.9229 | 19766.0318 | 20062.5222 | 20363.4601 | 20668.912 | 20978.9457 | 21293.6298 | 21613.0343 | 21937.2298 | 22266.2883 | 22600.2826 | 22939.2868 | 23283.3761 | 0 | 36432 | 0 | 0 | 0 | 0 | 0 | 0 | 0 | 0
Residential | CAC SEER 15 | 10 | 18 | 0 | 2292.4468 | 0 | 4.17 | 0 | 238 | 0 | 2300 |  | 0.79229 | 0.81984 | 0.89805 | 2.3795 | 0.33297 | 1732.4883 | 231.2808 | 3089.9452 | 0 | 2113.1937 | 2186.6961 | 0 | 177.7467 | 180.4129 | 183.1191 | 185.8659 | 188.6539 | 191.4837 | 194.356 | 197.2713 | 200.2304 | 203.2338 | 206.2823 | 209.3766 | 212.5172 | 215.705 | 218.9406 | 222.2247 | 225.558 | 228.9414 | 0 | 26.1339 | 26.1339 | 26.1339 | 26.1339 | 26.1339 | 26.1339 | 26.1339 | 26.1339 | 26.1339 | 26.1339 | 26.1339 | 26.1339 | 26.1339 | 26.1339 | 26.1339 | 26.1339 | 26.1339 | 26.1339 | 0 | 317.0167 | 321.7719 | 326.5985 | 331.4975 | 336.4699 | 341.517 | 346.6397 | 351.8393 | 357.1169 | 362.4737 | 367.9108 | 373.4295 | 379.0309 | 384.7164 | 390.4871 | 396.3444 | 402.2896 | 408.3239 | 0 | 2380 | 0 | 0 | 0 | 0 | 0 | 0 | 0 | 0
Residential | Ductless Mini-Split AC SEER ≥19 | 10 | 18 | 0 | 3740.8602 | 0 | 7.0214 | 0 | 300 | 0 | 2000 |  | 1.0411 | 1.5616 | 1.178 | 2.496 | 0.41709 | 2869.4951 | 377.4087 | 5042.234 | 0 | 1837.5597 | 2756.3396 | 0 | 294.3993 | 298.8153 | 303.2975 | 307.847 | 312.4647 | 317.1517 | 321.909 | 326.7376 | 331.6387 | 336.6132 | 341.6624 | 346.7874 | 351.9892 | 357.269 | 362.628 | 368.0675 | 373.5885 | 379.1923 | 0 | 42.6458 | 42.6458 | 42.6458 | 42.6458 | 42.6458 | 42.6458 | 42.6458 | 42.6458 | 42.6458 | 42.6458 | 42.6458 | 42.6458 | 42.6458 | 42.6458 | 42.6458 | 42.6458 | 42.6458 | 42.6458 | 0 | 517.3141 | 525.0738 | 532.9499 | 540.9442 | 549.0583 | 557.2942 | 565.6536 | 574.1384 | 582.7505 | 591.4918 | 600.3641 | 609.3696 | 618.5101 | 627.7878 | 637.2046 | 646.7627 | 656.4641 | 666.3111 | 0 | 3000 | 0 | 0 | 0 | 0 | 0 | 0 | 0 | 0
Residential | Ductless Mini-Split HP SEER ≥19 | 10 | 18 | 0 | 18732.576 | 0 | 8.7767 | 0 | 716 | 0 | 2000 |  | 1.3995 | 5.0101 | 1.6868 | 4.1175 | 0.33988 | 9206.3332 | 1889.896 | 25249.2816 | 0 | 1837.5597 | 6578.4638 | 0 | 944.5349 | 958.7029 | 973.0835 | 987.6797 | 1002.4949 | 1017.5323 | 1032.7953 | 1048.2872 | 1064.0116 | 1079.9717 | 1096.1713 | 1112.6139 | 1129.3031 | 1146.2426 | 1163.4363 | 1180.8878 | 1198.6011 | 1216.5801 | 0 | 213.5514 | 213.5514 | 213.5514 | 213.5514 | 213.5514 | 213.5514 | 213.5514 | 213.5514 | 213.5514 | 213.5514 | 213.5514 | 213.5514 | 213.5514 | 213.5514 | 213.5514 | 213.5514 | 213.5514 | 213.5514 | 0 | 2590.4806 | 2629.3378 | 2668.7779 | 2708.8095 | 2749.4417 | 2790.6833 | 2832.5436 | 2875.0317 | 2918.1572 | 2961.9296 | 3006.3585 | 3051.4539 | 3097.2257 | 3143.6841 | 3190.8393 | 3238.7019 | 3287.2824 | 3336.5917 | 0 | 7160 | 0 | 0 | 0 | 0 | 0 | 0 | 0 | 0
Residential | Heat Pump Water Heater | 15 | 15 | 0 | 27227.9004 | 0 | 1.2899 | 0 | 700 | 0 | 3750 |  | 1.0475 | 2.9329 | 1.3093 | 3.8088 | 0.27502 | 10105.2242 | 2525.8309 | 33298.4294 | 0 | 3445.4245 | 9647.1885 | 0 | 1142.6657 | 1159.8057 | 1177.2028 | 1194.8608 | 1212.7837 | 1230.9755 | 1249.4401 | 1268.1817 | 1287.2045 | 1306.5125 | 1326.1102 | 1346.0019 | 1366.1919 | 1386.6848 | 1407.485 | 0 | 0 | 0 | 0 | 310.3981 | 310.3981 | 310.3981 | 310.3981 | 310.3981 | 310.3981 | 310.3981 | 310.3981 | 310.3981 | 310.3981 | 310.3981 | 310.3981 | 310.3981 | 310.3981 | 310.3981 | 0 | 0 | 0 | 0 | 3765.2775 | 3821.7567 | 3879.0831 | 3937.2693 | 3996.3283 | 4056.2733 | 4117.1174 | 4178.8741 | 4241.5572 | 4305.1806 | 4369.7583 | 4435.3047 | 4501.8343 | 4569.3618 | 4637.9022 | 0 | 0 | 0 | 0 | 10500 | 0 | 0 | 0 | 0 | 0 | 0 | 0 | 0
Residential | Electric Storage Water Heater EF 0.95 | 10 | 15 | 0 | 1317.2219 | 0 | 0.15037 | 0 | 51.06 | 0 | 1000 |  | 1.0754 | 0.54908 | 1.3358 | 5.3923 | 0.19943 | 504.4851 | 122.1938 | 1610.8998 | 0 | 918.7799 | 469.129 | 0 | 57.0455 | 57.9012 | 58.7697 | 59.6513 | 60.546 | 61.4542 | 62.376 | 63.3117 | 64.2614 | 65.2253 | 66.2037 | 67.1967 | 68.2047 | 69.2277 | 70.2662 | 0 | 0 | 0 | 0 | 15.0163 | 15.0163 | 15.0163 | 15.0163 | 15.0163 | 15.0163 | 15.0163 | 15.0163 | 15.0163 | 15.0163 | 15.0163 | 15.0163 | 15.0163 | 15.0163 | 15.0163 | 0 | 0 | 0 | 0 | 182.1553 | 184.8876 | 187.6609 | 190.4758 | 193.333 | 196.233 | 199.1765 | 202.1641 | 205.1966 | 208.2745 | 211.3986 | 214.5696 | 217.7882 | 221.055 | 224.3708 | 0 | 0 | 0 | 0 | 510.6 | 0 | 0 | 0 | 0 | 0 | 0 | 0 | 0
Residential | Electric Storage Water Heater EF >0.95 | 10 | 15 | 0 | 2328.6815 | 0 | 0.26583 | 0 | 51.06 | 0 | 1200 |  | 1.9011 | 0.80892 | 2.3616 | 8.4207 | 0.22577 | 891.8658 | 216.0231 | 2847.8669 | 0 | 1102.5358 | 469.129 | 0 | 100.8493 | 102.362 | 103.8974 | 105.4559 | 107.0377 | 108.6433 | 110.273 | 111.927 | 113.606 | 115.31 | 117.0397 | 118.7953 | 120.5772 | 122.3859 | 124.2217 | 0 | 0 | 0 | 0 | 26.547 | 26.547 | 26.547 | 26.547 | 26.547 | 26.547 | 26.547 | 26.547 | 26.547 | 26.547 | 26.547 | 26.547 | 26.547 | 26.547 | 26.547 | 0 | 0 | 0 | 0 | 322.0275 | 326.8579 | 331.7608 | 336.7372 | 341.7882 | 346.915 | 352.1188 | 357.4006 | 362.7616 | 368.203 | 373.726 | 379.3319 | 385.0219 | 390.7972 | 396.6592 | 0 | 0 | 0 | 0 | 510.6 | 0 | 0 | 0 | 0 | 0 | 0 | 0 | 0
Residential | Geothermal EER ≥21 | 15 | 25 | 0 | 77508.3858 | 0 | 11.9715 | 0 | 2313.6581 | 0 | 9750 |  | 1.0452 | 3.7205 | 1.2905 | 3.5574 | 0.29383 | 33328.7162 | 7819.6819 | 104472.0734 | 0 | 8958.1036 | 31886.1371 | 0 | 3419.4 | 3470.691 | 3522.7513 | 3575.5926 | 3629.2265 | 3683.6649 | 3738.9199 | 3795.0037 | 3851.9287 | 3909.7077 | 3968.3533 | 4027.8786 | 4088.2968 | 4149.6212 | 4211.8655 | 4275.0435 | 4339.1692 | 4404.2567 | 0 | 883.5956 | 883.5956 | 883.5956 | 883.5956 | 883.5956 | 883.5956 | 883.5956 | 883.5956 | 883.5956 | 883.5956 | 883.5956 | 883.5956 | 883.5956 | 883.5956 | 883.5956 | 883.5956 | 883.5956 | 883.5956 | 0 | 10718.4388 | 10879.2154 | 11042.4036 | 11208.0397 | 11376.1603 | 11546.8027 | 11720.0047 | 11895.8048 | 12074.2419 | 12255.3555 | 12439.1858 | 12625.7736 | 12815.1602 | 13007.3876 | 13202.4984 | 13400.5359 | 13601.5439 | 13805.5671 | 0 | 34704.8716 | 0 | 0 | 0 | 0 | 0 | 0 | 0 | 0
Residential | Early Retirement Geothermal EER ≥21 | 8 | 25 | 8 | 41337.8057 | 93582.5329 | 6.3848 | 13.4543 | 4500 | 2186.3419 | 7600 |  | 1.2853 | 4.4534 | 1.5947 | 4.3327 | 0.29665 | 31097.0301 | 7486.6736 | 97843.5328 | 0 | 6982.7269 | 24194.2993 | 0 | 4108.4609 | 4170.0878 | 4232.6391 | 4296.1287 | 4360.5706 | 4425.9792 | 4492.3689 | 4559.7544 | 2054.362 | 2085.1774 | 2116.4551 | 2148.2019 | 2180.4249 | 2213.1313 | 2246.3283 | 2280.0232 | 2314.2236 | 2348.9369 | 0 | 1066.8409 | 1066.8409 | 1066.8409 | 1066.8409 | 1066.8409 | 1066.8409 | 1066.8409 | 1066.8409 | 471.251 | 471.251 | 471.251 | 471.251 | 471.251 | 471.251 | 471.251 | 471.251 | 471.251 | 471.251 | 0 | 12941.292 | 13135.4114 | 13332.4426 | 13532.4292 | 13735.4156 | 13941.4469 | 14150.5686 | 14362.8271 | 6439.5957 | 6536.1896 | 6634.2324 | 6733.7459 | 6834.7521 | 6937.2734 | 7041.3325 | 7146.9525 | 7254.1568 | 7362.9691 | 0 | 36000 | 0 | 0 | 0 | 0 | 0 | 0 | -17490.7351 | 0
Residential | Whole House Efficiency | [9 empty] | 0 | 37078.125 | 1.1636 | 1.1636 | 1.4295 | n/a | 0.26158 | 39640.2214 | 9056.7181 | 117476.8509 | 34066.6345 | 0 | 0 | 0 | 5458.8323 | 5540.7147 | 5623.8255 | 5708.1828 | 5793.8056 | 5007.3546 | 5082.4649 | 5158.7019 | 5236.0825 | 4622.3225 | 2823.8288 | 2866.1863 | 2909.1791 | 2952.8168 | 2997.109 | 0 | 0 | 0 | 0 | 1354.2736 | 1354.2736 | 1354.2736 | 1354.2736 | 1354.2736 | 1140.9212 | 1140.9212 | 1140.9212 | 1140.9212 | 979.8871 | 548.6105 | 548.6105 | 548.6105 | 548.6105 | 548.6105 | 0 | 0 | 0 | 0 | 16427.989 | 16674.4089 | 16924.525 | 17178.3929 | 17436.0688 | 14909.5262 | 15133.1691 | 15360.1667 | 15590.5692 | 13590.9057 | 7723.2934 | 7839.1428 | 7956.7299 | 8076.0809 | 8197.2221 | 0 | 0 | 0 | 0 | 0 | 0 | 0 | 0 | 0 | 0 | 0 | 0 | 0
Residential | Measures | [11 empty] | n/a | n/a | n/a | [8 empty] | 0 | 3243.9044 | 3292.563 | 3341.9514 | 3392.0807 | 3442.9619 | 2621.2483 | 2660.567 | 2700.4755 | 2740.9826 | 2782.0974 | 2823.8288 | 2866.1863 | 2909.1791 | 2952.8168 | 2997.109 | 0 | 0 | 0 | 0 | 761.9629 | 761.9629 | 761.9629 | 761.9629 | 761.9629 | 548.6105 | 548.6105 | 548.6105 | 548.6105 | 548.6105 | 548.6105 | 548.6105 | 548.6105 | 548.6105 | 548.6105 | 0 | 0 | 0 | 0 | 9242.9762 | 9381.6208 | 9522.3451 | 9665.1803 | 9810.158 | 7169.2268 | 7276.7652 | 7385.9167 | 7496.7055 | 7609.1561 | 7723.2934 | 7839.1428 | 7956.7299 | 8076.0809 | 8197.2221 | 0 | 0 | 0 | 0 | 0 | 0 | 0 | 0 | 0 | 0 | 0 | 0 | 0
Residential | Air Sealing (Electric Heat) | 19 | 15 | 0 | 26742.2338 | 0 | 11.3796 | 0 | 0 | 0 | 0 |  | n/a | n/a | n/a | n/a | 0.35838 | 11720.4805 | 2480.7774 | 32704.4823 | 0 | 0 | 0 | 0 | 1325.3136 | 1345.1933 | 1365.3712 | 1385.8518 | 1406.6396 | 1427.7392 | 1449.1552 | 1470.8926 | 1492.956 | 1515.3503 | 1538.0806 | 1561.1518 | 1584.569 | 1608.3376 | 1632.4626 | 0 | 0 | 0 | 0 | 304.8615 | 304.8615 | 304.8615 | 304.8615 | 304.8615 | 304.8615 | 304.8615 | 304.8615 | 304.8615 | 304.8615 | 304.8615 | 304.8615 | 304.8615 | 304.8615 | 304.8615 | 0 | 0 | 0 | 0 | 3698.1159 | 3753.5877 | 3809.8915 | 3867.0399 | 3925.0455 | 3983.9211 | 4043.68 | 4104.3352 | 4165.9002 | 4228.3887 | 4291.8145 | 4356.1917 | 4421.5346 | 4487.8576 | 4555.1755 | 0 | 0 | 0 | 0 | 0 | 0 | 0 | 0 | 0 | 0 | 0 | 0 | 0
Residential | Air Sealing (Gas Heat) | 106 | 15 | 0 | 6341.2715 | 0 | 9.7846 | 0 | 0 | 0 | 0 |  | n/a | n/a | n/a | n/a | 0.52061 | 4037.3767 | 588.2561 | 7755.074 | 0 | 0 | 0 | 0 | 456.5334 | 463.3814 | 470.3321 | 477.3871 | 484.5479 | 491.8161 | 499.1933 | 506.6812 | 514.2814 | 521.9957 | 529.8256 | 537.773 | 545.8396 | 554.0272 | 562.3376 | 0 | 0 | 0 | 0 | 72.2905 | 72.2905 | 72.2905 | 72.2905 | 72.2905 | 72.2905 | 72.2905 | 72.2905 | 72.2905 | 72.2905 | 72.2905 | 72.2905 | 72.2905 | 72.2905 | 72.2905 | 0 | 0 | 0 | 0 | 876.9184 | 890.0722 | 903.4233 | 916.9746 | 930.7292 | 944.6902 | 958.8605 | 973.2434 | 987.8421 | 1002.6597 | 1017.6996 | 1032.9651 | 1048.4596 | 1064.1865 | 1080.1493 | 0 | 0 | 0 | 0 | 0 | 0 | 0 | 0 | 0 | 0 | 0 | 0 | 0
Residential | Hot Water Pipe Insulation | 106 | 15 | 0 | 15040.2234 | 0 | 1.7169 | 0 | 0 | 0 | 0 |  | n/a | n/a | n/a | n/a | 0.31317 | 5760.2816 | 1395.2255 | 18393.4792 | 0 | 0 | 0 | 0 | 651.3538 | 661.1241 | 671.041 | 681.1066 | 691.3232 | 701.693 | 712.2184 | 722.9017 | 733.7452 | 744.7514 | 755.9227 | 767.2615 | 778.7705 | 790.452 | 802.3088 | 0 | 0 | 0 | 0 | 171.4585 | 171.4585 | 171.4585 | 171.4585 | 171.4585 | 171.4585 | 171.4585 | 171.4585 | 171.4585 | 171.4585 | 171.4585 | 171.4585 | 171.4585 | 171.4585 | 171.4585 | 0 | 0 | 0 | 0 | 2079.8745 | 2111.0726 | 2142.7387 | 2174.8798 | 2207.503 | 2240.6155 | 2274.2248 | 2308.3381 | 2342.9632 | 2378.1076 | 2413.7793 | 2449.9859 | 2486.7357 | 2524.0368 | 2561.8973 | 0 | 0 | 0 | 0 | 0 | 0 | 0 | 0 | 0 | 0 | 0 | 0 | 0
Residential | Water Heater Tank Wrap | 125 | 5 | 0 | 18715.125 | 0 | 2.1463 | 0 | 0 | 0 | 0 |  | n/a | n/a | n/a | n/a | 0.31325 | 3254.7189 | 833.3232 | 10390.2728 | 0 | 0 | 0 | 0 | 810.7036 | 822.8642 | 835.2071 | 847.7352 | 860.4513 | 0 | 0 | 0 | 0 | 0 | 0 | 0 | 0 | 0 | 0 | 0 | 0 | 0 | 0 | 213.3524 | 213.3524 | 213.3524 | 213.3524 | 213.3524 | 0 | 0 | 0 | 0 | 0 | 0 | 0 | 0 | 0 | 0 | 0 | 0 | 0 | 0 | 2588.0673 | 2626.8884 | 2666.2917 | 2706.2861 | 2746.8803 | 0 | 0 | 0 | 0 | 0 | 0 | 0 | 0 | 0 | 0 | 0 | 0 | 0 | 0 | 0 | 0 | 0 | 0 | 0 | 0 | 0 | 0 | 0
Residential | Residential Kit | [11 empty] | n/a | n/a | n/a | n/a | 0.30824 | 14867.3637 | 3759.1358 | 48233.5427 | 0 | 0 | 0 | 0 | 2214.9279 | 2248.1518 | 2281.874 | 2316.1022 | 2350.8437 | 2386.1063 | 2421.8979 | 2458.2264 | 2495.0998 | 1840.2251 | 0 | 0 | 0 | 0 | 0 | 0 | 0 | 0 | 0 | 592.3107 | 592.3107 | 592.3107 | 592.3107 | 592.3107 | 592.3107 | 592.3107 | 592.3107 | 592.3107 | 431.2766 | 0 | 0 | 0 | 0 | 0 | 0 | 0 | 0 | 0 | 7185.0128 | 7292.788 | 7402.1799 | 7513.2126 | 7625.9107 | 7740.2994 | 7856.4039 | 7974.25 | 8093.8637 | 5981.7496 | 0 | 0 | 0 | 0 | 0 | 0 | 0 | 0 | 0 | 0 | 0 | 0 | 0 | 0 | 0 | 0 | 0 | 0
Residential | LED | 500 | 10 | 0 | 20059.1065 | 0 | 1.5775 | 0 | 0 | 0 | 0 |  | n/a | n/a | n/a | n/a | 0.30801 | 5849.5535 | 1477.9424 | 18991.193 | 0 | 0 | 0 | 0 | 854.4072 | 867.2233 | 880.2317 | 893.4351 | 906.8367 | 920.4392 | 934.2458 | 948.2595 | 962.4834 | 976.9206 | 0 | 0 | 0 | 0 | 0 | 0 | 0 | 0 | 0 | 228.6738 | 228.6738 | 228.6738 | 228.6738 | 228.6738 | 228.6738 | 228.6738 | 228.6738 | 228.6738 | 228.6738 | 0 | 0 | 0 | 0 | 0 | 0 | 0 | 0 | 0 | 2773.9232 | 2815.532 | 2857.765 | 2900.6315 | 2944.1409 | 2988.303 | 3033.1276 | 3078.6245 | 3124.8039 | 3171.6759 | 0 | 0 | 0 | 0 | 0 | 0 | 0 | 0 | 0 | 0 | 0 | 0 | 0 | 0 | 0 | 0 | 0 | 0
Residential | Faucet Aerator - Bathroom | 125 | 9 | 0 | 14125.7991 | 0 | 1.3002 | 0 | 0 | 0 | 0 |  | n/a | n/a | n/a | n/a | 0.30996 | 3848.5615 | 971.7509 | 12416.3396 | 0 | 0 | 0 | 0 | 605.4813 | 614.5635 | 623.7819 | 633.1387 | 642.6358 | 652.2753 | 662.0594 | 671.9903 | 682.0702 | 0 | 0 | 0 | 0 | 0 | 0 | 0 | 0 | 0 | 0 | 161.0341 | 161.0341 | 161.0341 | 161.0341 | 161.0341 | 161.0341 | 161.0341 | 161.0341 | 161.0341 | 0 | 0 | 0 | 0 | 0 | 0 | 0 | 0 | 0 | 0 | 1953.4211 | 1982.7224 | 2012.4632 | 2042.6502 | 2073.2899 | 2104.3893 | 2135.9551 | 2167.9944 | 2200.5143 | 0 | 0 | 0 | 0 | 0 | 0 | 0 | 0 | 0 | 0 | 0 | 0 | 0 | 0 | 0 | 0 | 0 | 0 | 0
Residential | Low Flow Showerhead | 125 | 10 | 0 | 17772.171 | 0 | 1.3002 | 0 | 0 | 0 | 0 |  | n/a | n/a | n/a | n/a | 0.30722 | 5169.2487 | 1309.4425 | 16826.0101 | 0 | 0 | 0 | 0 | 755.0394 | 766.365 | 777.8605 | 789.5284 | 801.3713 | 813.3919 | 825.5927 | 837.9766 | 850.5463 | 863.3045 | 0 | 0 | 0 | 0 | 0 | 0 | 0 | 0 | 0 | 202.6027 | 202.6027 | 202.6027 | 202.6027 | 202.6027 | 202.6027 | 202.6027 | 202.6027 | 202.6027 | 202.6027 | 0 | 0 | 0 | 0 | 0 | 0 | 0 | 0 | 0 | 2457.6686 | 2494.5336 | 2531.9517 | 2569.9309 | 2608.4799 | 2647.6071 | 2687.3212 | 2727.631 | 2768.5455 | 2810.0737 | 0 | 0 | 0 | 0 | 0 | 0 | 0 | 0 | 0 | 0 | 0 | 0 | 0 | 0 | 0 | 0 | 0 | 0
Residential | Residential Audit | [9 empty] | 0 | 25263 | 1.0347 | 1.0347 | 1.2938 | n/a | 0.23924 | 24016.1685 | 6014.6173 | 77173.6683 | 23211.1356 | 0 | 0 | 0 | 3577.8813 | 3631.5495 | 3686.0228 | 3741.3131 | 3797.4328 | 3854.3943 | 3912.2102 | 3970.8934 | 4030.4568 | 2973.0458 | 0 | 0 | 0 | 0 | 0 | 0 | 0 | 0 | 0 | 947.6971 | 947.6971 | 947.6971 | 947.6971 | 947.6971 | 947.6971 | 947.6971 | 947.6971 | 947.6971 | 690.0425 | 0 | 0 | 0 | 0 | 0 | 0 | 0 | 0 | 0 | 11496.0205 | 11668.4609 | 11843.4878 | 12021.1401 | 12201.4572 | 12384.479 | 12570.2462 | 12758.7999 | 12950.1819 | 9570.7994 | 0 | 0 | 0 | 0 | 0 | 0 | 0 | 0 | 0 | 0 | 0 | 0 | 0 | 0 | 0 | 0 | 0 | 0
Residential | Residential Audit | [10 empty] | 14238 | 0 | 0 | 0 | n/a | 0 | 0 | 0 | 0 | 13081.5877 | 0 | 0 | 0 | 0 | 0 | 0 | 0 | 0 | 0 | 0 | 0 | 0 | 0 | 0 | 0 | 0 | 0 | 0 | 0 | 0 | 0 | 0 | 0 | 0 | 0 | 0 | 0 | 0 | 0 | 0 | 0 | 0 | 0 | 0 | 0 | 0 | 0 | 0 | 0 | 0 | 0 | 0 | 0 | 0 | 0 | 0 | 0 | 0 | 0 | 0 | 0 | 0 | 0 | 0 | 0 | 0 | 0 | 0 | 0 | 0 | 0 | 0 | 0 | 0 | 0 | 0 | 0 | 0 | 0
Residential | Residential Kit | [10 empty] | 11025 | 2.3709 | 2.3709 | 2.9647 | n/a | 0.27509 | 24016.1685 | 6014.6173 | 77173.6683 | 10129.548 | 0 | 0 | 0 | 3577.8813 | 3631.5495 | 3686.0228 | 3741.3131 | 3797.4328 | 3854.3943 | 3912.2102 | 3970.8934 | 4030.4568 | 2973.0458 | 0 | 0 | 0 | 0 | 0 | 0 | 0 | 0 | 0 | 947.6971 | 947.6971 | 947.6971 | 947.6971 | 947.6971 | 947.6971 | 947.6971 | 947.6971 | 947.6971 | 690.0425 | 0 | 0 | 0 | 0 | 0 | 0 | 0 | 0 | 0 | 11496.0205 | 11668.4609 | 11843.4878 | 12021.1401 | 12201.4572 | 12384.479 | 12570.2462 | 12758.7999 | 12950.1819 | 9570.7994 | 0 | 0 | 0 | 0 | 0 | 0 | 0 | 0 | 0 | 0 | 0 | 0 | 0 | 0 | 0 | 0 | 0 | 0
Residential | LED | 800 | 10 | 0 | 32094.5705 | 0 | 3.7736 | 0 | 0 | 0 | 0 |  | n/a | n/a | n/a | n/a | 0.31367 | 9531.0482 | 2364.7079 | 30385.9087 | 0 | 0 | 0 | 0 | 1392.1398 | 1413.0219 | 1434.2172 | 1455.7305 | 1477.5664 | 1499.7299 | 1522.2259 | 1545.0593 | 1568.2352 | 1591.7587 | 0 | 0 | 0 | 0 | 0 | 0 | 0 | 0 | 0 | 365.8781 | 365.8781 | 365.8781 | 365.8781 | 365.8781 | 365.8781 | 365.8781 | 365.8781 | 365.8781 | 365.8781 | 0 | 0 | 0 | 0 | 0 | 0 | 0 | 0 | 0 | 4438.2771 | 4504.8512 | 4572.424 | 4641.0103 | 4710.6255 | 4781.2849 | 4853.0041 | 4925.7992 | 4999.6862 | 5074.6815 | 0 | 0 | 0 | 0 | 0 | 0 | 0 | 0 | 0 | 0 | 0 | 0 | 0 | 0 | 0 | 0 | 0 | 0
Residential | Faucet Aerator - Bathroom | 200 | 9 | 0 | 22601.2786 | 0 | 2.524 | 0 | 0 | 0 | 0 |  | n/a | n/a | n/a | n/a | 0.31281 | 6214.3224 | 1554.8014 | 19866.1434 | 0 | 0 | 0 | 0 | 977.6785 | 992.3437 | 1007.2288 | 1022.3373 | 1037.6723 | 1053.2374 | 1069.036 | 1085.0715 | 1101.3476 | 0 | 0 | 0 | 0 | 0 | 0 | 0 | 0 | 0 | 0 | 257.6546 | 257.6546 | 257.6546 | 257.6546 | 257.6546 | 257.6546 | 257.6546 | 257.6546 | 257.6546 | 0 | 0 | 0 | 0 | 0 | 0 | 0 | 0 | 0 | 0 | 3125.4737 | 3172.3558 | 3219.9411 | 3268.2403 | 3317.2639 | 3367.0228 | 3417.5282 | 3468.7911 | 3520.823 | 0 | 0 | 0 | 0 | 0 | 0 | 0 | 0 | 0 | 0 | 0 | 0 | 0 | 0 | 0 | 0 | 0 | 0 | 0
Residential | Low Flow Showerhead | 200 | 10 | 0 | 28435.4736 | 0 | 2.0803 | 0 | 0 | 0 | 0 |  | n/a | n/a | n/a | n/a | 0.30722 | 8270.7979 | 2095.1079 | 26921.6161 | 0 | 0 | 0 | 0 | 1208.063 | 1226.184 | 1244.5767 | 1263.2454 | 1282.1941 | 1301.427 | 1320.9484 | 1340.7626 | 1360.874 | 1381.2871 | 0 | 0 | 0 | 0 | 0 | 0 | 0 | 0 | 0 | 324.1644 | 324.1644 | 324.1644 | 324.1644 | 324.1644 | 324.1644 | 324.1644 | 324.1644 | 324.1644 | 324.1644 | 0 | 0 | 0 | 0 | 0 | 0 | 0 | 0 | 0 | 3932.2698 | 3991.2538 | 4051.1226 | 4111.8895 | 4173.5678 | 4236.1713 | 4299.7139 | 4364.2096 | 4429.6728 | 4496.1179 | 0 | 0 | 0 | 0 | 0 | 0 | 0 | 0 | 0 | 0 | 0 | 0 | 0 | 0 | 0 | 0 | 0 | 0
Residential | School-Based Education | 1200 | 5 | 0 | 498787.9359 |  | 50.2674 |  | 0 | 0 | 0 | 66150 | 1.418 | 1.418 | 1.7835 | n/a | 0.25521 | 86184.379 | 22209.3923 | 276917.3451 | 60777.2878 | 0 | 0 | 0 | 21467.2878 | 21789.2971 | 22116.1366 | 22447.8787 | 22784.5968 | 0 | 0 | 0 | 0 | 0 | 0 | 0 | 0 | 0 | 0 | 0 | 0 | 0 | 0 | 5686.1825 | 5686.1825 | 5686.1825 | 5686.1825 | 5686.1825 | 0 | 0 | 0 | 0 | 0 | 0 | 0 | 0 | 0 | 0 | 0 | 0 | 0 | 0 | 68976.1233 | 70010.7651 | 71060.9266 | 72126.8405 | 73208.7431 | 0 | 0 | 0 | 0 | 0 | 0 | 0 | 0 | 0 | 0 | 0 | 0 | 0 | 0 | 0 | 0 | 0 | 0 | 0 | 0 | 0 | 0 | 0
Residential | Weatherization | [9 empty] | 0 | 11576.25 | 1.28 | 1.28 | 1.5863 | n/a | 0.25604 | 13614.4893 | 3257.301 | 42536.9798 | 10636.0254 | 0 | 0 | 0 | 1749.3505 | 1775.5908 | 1766.8839 | 1793.3872 | 1820.288 | 1742.7894 | 1768.9312 | 1795.4652 | 1822.3972 | 1682.0529 | 1254.6375 | 1273.4571 | 1292.5589 | 1311.9473 | 1331.6265 | 0 | 0 | 0 | 0 | 451.96 | 451.96 | 442.9297 | 442.9297 | 442.9297 | 417.3275 | 417.3275 | 417.3275 | 417.3275 | 378.6793 | 275.1729 | 275.1729 | 275.1729 | 275.1729 | 275.1729 | 0 | 0 | 0 | 0 | 5482.492 | 5564.7293 | 5535.3479 | 5618.3781 | 5702.6538 | 5453.6236 | 5535.4279 | 5618.4593 | 5702.7362 | 5252.232 | 3873.8613 | 3931.9692 | 3990.9487 | 4050.8129 | 4111.5751 | 0 | 0 | 0 | 0 | 0 | 0 | 0 | 0 | 0 | 0 | 0 | 0 | 0
| Measures | 30 | [10 empty] | n/a | n/a | n/a | [8 empty] | 0 | 1212.6683 | 1230.8583 | 1213.9805 | 1232.1902 | 1250.6731 | 1164.6302 | 1182.0997 | 1199.8312 | 1217.8286 | 1236.0961 | 1254.6375 | 1273.4571 | 1292.5589 | 1311.9473 | 1331.6265 | 0 | 0 | 0 | 0 | 309.8055 | 309.8055 | 300.7752 | 300.7752 | 300.7752 | 275.1729 | 275.1729 | 275.1729 | 275.1729 | 275.1729 | 275.1729 | 275.1729 | 275.1729 | 275.1729 | 275.1729 | 0 | 0 | 0 | 0 | 3758.0889 | 3814.4602 | 3758.8247 | 3815.2071 | 3872.4352 | 3595.9517 | 3649.891 | 3704.6393 | 3760.2089 | 3816.6121 | 3873.8613 | 3931.9692 | 3990.9487 | 4050.8129 | 4111.5751 | 0 | 0 | 0 | 0 | 0 | 0 | 0 | 0 | 0 | 0 | 0 | 0 | 0
Residential | Air Sealing | 30 | 15 |  | 22009.6396 |  | 4.292 |  | 0 |  | 0 |  | n/a | n/a | n/a | n/a | 0.32491 | 8745.4537 | 2041.7523 | 26916.7442 | 0 | 0 | 0 | 0 | 988.9073 | 1003.7409 | 1018.797 | 1034.079 | 1049.5902 | 1065.334 | 1081.314 | 1097.5338 | 1113.9968 | 1130.7067 | 1147.6673 | 1164.8823 | 1182.3556 | 1200.0909 | 1218.0923 | 0 | 0 | 0 | 0 | 250.9099 | 250.9099 | 250.9099 | 250.9099 | 250.9099 | 250.9099 | 250.9099 | 250.9099 | 250.9099 | 250.9099 | 250.9099 | 250.9099 | 250.9099 | 250.9099 | 250.9099 | 0 | 0 | 0 | 0 | 3043.6574 | 3089.3123 | 3135.652 | 3182.6868 | 3230.4271 | 3278.8835 | 3328.0667 | 3377.9877 | 3428.6575 | 3480.0874 | 3532.2887 | 3585.273 | 3639.0521 | 3693.6379 | 3749.0425 | 0 | 0 | 0 | 0 | 0 | 0 | 0 | 0 | 0 | 0 | 0 | 0 | 0
Residential | Water Heater Tank Wrap | 15 | 5 | 0 | 2245.815 | 0 | 0.25756 | 0 | 0 | 0 | 0 |  | n/a | n/a | n/a | n/a | 0.31325 | 390.5663 | 99.9988 | 1246.8327 | 0 | 0 | 0 | 0 | 97.2844 | 98.7437 | 100.2249 | 101.7282 | 103.2542 | 0 | 0 | 0 | 0 | 0 | 0 | 0 | 0 | 0 | 0 | 0 | 0 | 0 | 0 | 25.6023 | 25.6023 | 25.6023 | 25.6023 | 25.6023 | 0 | 0 | 0 | 0 | 0 | 0 | 0 | 0 | 0 | 0 | 0 | 0 | 0 | 0 | 310.5681 | 315.2266 | 319.955 | 324.7543 | 329.6256 | 0 | 0 | 0 | 0 | 0 | 0 | 0 | 0 | 0 | 0 | 0 | 0 | 0 | 0 | 0 | 0 | 0 | 0 | 0 | 0 | 0 | 0 | 0
Residential | Hot Water Pipe Insulation | 120 | 15 | 0 | 2128.3335 | 0 | 0.24296 | 0 | 0 | 0 | 0 |  | n/a | n/a | n/a | n/a | 0.31317 | 815.1342 | 197.4376 | 2602.8508 | 0 | 0 | 0 | 0 | 92.1727 | 93.5553 | 94.9586 | 96.383 | 97.8288 | 99.2962 | 100.7856 | 102.2974 | 103.8319 | 105.3894 | 106.9702 | 108.5747 | 110.2034 | 111.8564 | 113.5343 | 0 | 0 | 0 | 0 | 24.263 | 24.263 | 24.263 | 24.263 | 24.263 | 24.263 | 24.263 | 24.263 | 24.263 | 24.263 | 24.263 | 24.263 | 24.263 | 24.263 | 24.263 | 0 | 0 | 0 | 0 | 294.3219 | 298.7367 | 303.2177 | 307.766 | 312.3825 | 317.0682 | 321.8243 | 326.6516 | 331.5514 | 336.5247 | 341.5725 | 346.6961 | 351.8966 | 357.175 | 362.5326 | 0 | 0 | 0 | 0 | 0 | 0 | 0 | 0 | 0 | 0 | 0 | 0 | 0
Residential | Water Heater Temperature Setback | 30 | 2 | 0 | 792.1289 | 0 | 0.090364 | 0 | 0 | 0 | 0 |  | n/a | n/a | n/a | n/a | 0.31316 | 60.9099 | 15.9198 | 194.5017 | 0 | 0 | 0 | 0 | 34.3038 | 34.8184 | 0 | 0 | 0 | 0 | 0 | 0 | 0 | 0 | 0 | 0 | 0 | 0 | 0 | 0 | 0 | 0 | 0 | 9.0303 | 9.0303 | 0 | 0 | 0 | 0 | 0 | 0 | 0 | 0 | 0 | 0 | 0 | 0 | 0 | 0 | 0 | 0 | 0 | 109.5415 | 111.1846 | 0 | 0 | 0 | 0 | 0 | 0 | 0 | 0 | 0 | 0 | 0 | 0 | 0 | 0 | 0 | 0 | 0 | 0 | 0 | 0 | 0 | 0 | 0 | 0 | 0 | 0
Residential | Residential Kit | 30 | [8 empty] | 0 |  | n/a | n/a | n/a | n/a | 0.3112 | 3602.4253 | 902.1926 | 11576.0502 | 0 | 0 | 0 | 0 | 536.6822 | 544.7324 | 552.9034 | 561.197 | 569.6149 | 578.1591 | 586.8315 | 595.634 | 604.5685 | 445.9569 | 0 | 0 | 0 | 0 | 0 | 0 | 0 | 0 | 0 | 142.1546 | 142.1546 | 142.1546 | 142.1546 | 142.1546 | 142.1546 | 142.1546 | 142.1546 | 142.1546 | 103.5064 | 0 | 0 | 0 | 0 | 0 | 0 | 0 | 0 | 0 | 1724.4031 | 1750.2691 | 1776.5232 | 1803.171 | 1830.2186 | 1857.6719 | 1885.5369 | 1913.82 | 1942.5273 | 1435.6199 | 0 | 0 | 0 | 0 | 0 | 0 | 0 | 0 | 0 | 0 | 0 | 0 | 0 | 0 | 0 | 0 | 0 | 0
Residential | LED | 191 | 10 | 0 | 4814.1856 | 0 | 0.56604 | 0 | 0 | 0 | 0 |  | n/a | n/a | n/a | n/a | 0.31367 | 1429.6572 | 354.7062 | 4557.8863 | 0 | 0 | 0 | 0 | 208.821 | 211.9533 | 215.1326 | 218.3596 | 221.635 | 224.9595 | 228.3339 | 231.7589 | 235.2353 | 238.7638 | 0 | 0 | 0 | 0 | 0 | 0 | 0 | 0 | 0 | 54.8817 | 54.8817 | 54.8817 | 54.8817 | 54.8817 | 54.8817 | 54.8817 | 54.8817 | 54.8817 | 54.8817 | 0 | 0 | 0 | 0 | 0 | 0 | 0 | 0 | 0 | 665.7416 | 675.7277 | 685.8636 | 696.1516 | 706.5938 | 717.1927 | 727.9506 | 738.8699 | 749.9529 | 761.2022 | 0 | 0 | 0 | 0 | 0 | 0 | 0 | 0 | 0 | 0 | 0 | 0 | 0 | 0 | 0 | 0 | 0 | 0
Residential | Faucet Aerator - Bathroom | 55 | 9 | 0 | 3390.1918 | 0 | 0.3786 | 0 | 0 | 0 | 0 |  | n/a | n/a | n/a | n/a | 0.31281 | 932.1484 | 233.2202 | 2979.9215 | 0 | 0 | 0 | 0 | 146.6518 | 148.8516 | 151.0843 | 153.3506 | 155.6508 | 157.9856 | 160.3554 | 162.7607 | 165.2021 | 0 | 0 | 0 | 0 | 0 | 0 | 0 | 0 | 0 | 0 | 38.6482 | 38.6482 | 38.6482 | 38.6482 | 38.6482 | 38.6482 | 38.6482 | 38.6482 | 38.6482 | 0 | 0 | 0 | 0 | 0 | 0 | 0 | 0 | 0 | 0 | 468.8211 | 475.8534 | 482.9912 | 490.236 | 497.5896 | 505.0534 | 512.6292 | 520.3187 | 528.1234 | 0 | 0 | 0 | 0 | 0 | 0 | 0 | 0 | 0 | 0 | 0 | 0 | 0 | 0 | 0 | 0 | 0 | 0 | 0
Residential | Low Flow Showerhead | 136 | 10 | 0 | 4265.321 | 0 | 0.31204 | 0 | 0 | 0 | 0 |  | n/a | n/a | n/a | n/a | 0.30722 | 1240.6197 | 314.2662 | 4038.2424 | 0 | 0 | 0 | 0 | 181.2095 | 183.9276 | 186.6865 | 189.4868 | 192.3291 | 195.214 | 198.1423 | 201.1144 | 204.1311 | 207.1931 | 0 | 0 | 0 | 0 | 0 | 0 | 0 | 0 | 0 | 48.6247 | 48.6247 | 48.6247 | 48.6247 | 48.6247 | 48.6247 | 48.6247 | 48.6247 | 48.6247 | 48.6247 | 0 | 0 | 0 | 0 | 0 | 0 | 0 | 0 | 0 | 589.8405 | 598.6881 | 607.6684 | 616.7834 | 626.0352 | 635.4257 | 644.9571 | 654.6314 | 664.4509 | 674.4177 | 0 | 0 | 0 | 0 | 0 | 0 | 0 | 0 | 0 | 0 | 0 | 0 | 0 | 0 | 0 | 0 | 0 | 0
| C&I Programs | [10 empty] | 208759.2375 | 2.6816 | 4.4033 | 3.2977 | 9.8163 | 0.33661 | 2451558.7449 | 563248.7858 | 6726410.196 | 191803.7831 | 364953.1422 | 722409.9596 | 0 | 275447.4553 | 279579.1671 | 283772.8546 | 288029.4474 | 292349.8891 | 296735.1375 | 301186.1645 | 305703.957 | 303560.3376 | 308113.7427 | 312735.4488 | 317426.4805 | 322187.8777 | 322087.5641 | 326918.8776 | 123434.0901 | 10278.5855 | 10432.7642 | 0 | 68873.929 | 68873.929 | 68873.929 | 68873.929 | 68873.929 | 68873.929 | 68873.929 | 68873.929 | 67350.9853 | 67350.9853 | 67350.9853 | 67350.9853 | 67350.9853 | 66331.9365 | 66331.9365 | 24750.0067 | 2030.5211 | 2030.5211 | 0 | 755332.9363 | 766662.9304 | 778162.8743 | 789835.3175 | 801682.8472 | 813708.0899 | 825913.7113 | 838302.4169 | 830066.0859 | 842517.0772 | 855154.8334 | 867982.1559 | 881001.8882 | 879215.5253 | 892403.7581 | 375356.5028 | 31256.6317 | 31725.4812 | 0 | 786271 | 0 | 0 | 0 | 0 | 0 | 0 | 0 | 0
C&I | C&I Custom | 55 | 15 |  | 2486367.0087 |  | 616.7795 |  | 7940.9 |  | 218350 | 100331.825 | 2.0496 | 3.4542 | 2.517 | 6.3973 | 0.38032 | 1011372.7074 | 230651.0068 | 2366478.5376 | 92182.8602 | 200615.5825 | 401276.6446 | 0 | 114362.7194 | 116078.1602 | 117819.3326 | 119586.6226 | 121380.4219 | 123201.1283 | 125049.1452 | 126924.8824 | 128828.7556 | 130761.1869 | 132722.6047 | 134713.4438 | 136734.1455 | 138785.1576 | 140866.935 | 0 | 0 | 0 | 0 | 28344.5839 | 28344.5839 | 28344.5839 | 28344.5839 | 28344.5839 | 28344.5839 | 28344.5839 | 28344.5839 | 28344.5839 | 28344.5839 | 28344.5839 | 28344.5839 | 28344.5839 | 28344.5839 | 28344.5839 | 0 | 0 | 0 | 0 | 267593.6566 | 271607.5615 | 275681.6749 | 279816.9 | 284014.1535 | 288274.3658 | 292598.4813 | 296987.4585 | 301442.2704 | 305963.9044 | 310553.363 | 315211.6635 | 319939.8384 | 324738.936 | 329610.02 | 0 | 0 | 0 | 0 | 436749.5 | 0 | 0 | 0 | 0 | 0 | 0 | 0 | 0
C&I | C&I Prescriptive | [9 empty] | 178865 | 93456.9625 | 3.5385 | 5.756 | 4.3557 | 14.0884 | 0.3124 | 1440186.0375 | 332597.779 | 4359931.6584 | 85866.375 | 164337.5597 | 321133.315 | 0 | 161084.7359 | 163501.0069 | 165953.522 | 168442.8248 | 170969.4672 | 173534.0092 | 176137.0194 | 178779.0747 | 174731.582 | 177352.5557 | 180012.8441 | 182713.0367 | 185453.7323 | 183302.4065 | 186051.9426 | 123434.0901 | 10278.5855 | 10432.7642 | 0 | 40529.3451 | 40529.3451 | 40529.3451 | 40529.3451 | 40529.3451 | 40529.3451 | 40529.3451 | 40529.3451 | 39006.4014 | 39006.4014 | 39006.4014 | 39006.4014 | 39006.4014 | 37987.3526 | 37987.3526 | 24750.0067 | 2030.5211 | 2030.5211 | 0 | 487739.2797 | 495055.3689 | 502481.1995 | 510018.4174 | 517668.6937 | 525433.7241 | 533315.23 | 541314.9584 | 528623.8155 | 536553.1728 | 544601.4704 | 552770.4924 | 561062.0498 | 554476.5893 | 562793.7381 | 375356.5028 | 31256.6317 | 31725.4812 | 0 | 349521.5 | 0 | 0 | 0 | 0 | 0 | 0 | 0 | 0
C&I | Lighting | [9 empty] | 170865 | 89276.9625 | 3.6852 | 5.822 | 4.5348 | 14.8722 | 0.31076 | 1391533.1501 | 320795.5291 | 4238840.6147 | 82025.8751 | 156987.3208 | 295572.8592 | 0 | 155583.2264 | 157916.9748 | 160285.7294 | 162690.0154 | 165130.3656 | 167607.3211 | 170121.4309 | 172673.2524 | 168534.1724 | 171062.185 | 173628.1177 | 176232.5395 | 178876.0276 | 176626.0363 | 179275.4268 | 123434.0901 | 10278.5855 | 10432.7642 | 0 | 39078.9727 | 39078.9727 | 39078.9727 | 39078.9727 | 39078.9727 | 39078.9727 | 39078.9727 | 39078.9727 | 37556.029 | 37556.029 | 37556.029 | 37556.029 | 37556.029 | 36536.9801 | 36536.9801 | 24750.0067 | 2030.5211 | 2030.5211 | 0 | 474046.7004 | 481157.4009 | 488374.7619 | 495700.3833 | 503135.8891 | 510682.9274 | 518343.1713 | 526118.3189 | 513199.2264 | 520897.2148 | 528710.673 | 536641.3331 | 544690.9531 | 537859.9261 | 545927.825 | 375356.5028 | 31256.6317 | 31725.4812 | 0 | 321701.5 | 0 | 0 | 0 | 0 | 0 | 0 | 0 | 0
Residential | High Bay Fluorescent Fixture w/ HE Electronic Ballast (T5 4-6 lamp) | 45 | 15 | 0 | 48151.1046 | 0 | 10.6956 | 0 | 17.88 | 0 | 3375 |  | 26.1948 | 6.2448 | 32.2372 | 83.8517 | 0.31239 | 19364.533 | 4466.7986 | 58886.5147 | 0 | 3100.882 | 739.2503 | 0 | 2189.6781 | 2222.5233 | 2255.8611 | 2289.699 | 2324.0445 | 2358.9052 | 2394.2887 | 2430.2031 | 2466.6561 | 2503.656 | 2541.2108 | 2579.329 | 2618.0189 | 2657.2892 | 2697.1485 | 0 | 0 | 0 | 0 | 548.9226 | 548.9226 | 548.9226 | 548.9226 | 548.9226 | 548.9226 | 548.9226 | 548.9226 | 548.9226 | 548.9226 | 548.9226 | 548.9226 | 548.9226 | 548.9226 | 548.9226 | 0 | 0 | 0 | 0 | 6658.6946 | 6758.575 | 6859.9536 | 6962.8529 | 7067.2957 | 7173.3052 | 7280.9047 | 7390.1183 | 7500.9701 | 7613.4846 | 7727.6869 | 7843.6022 | 7961.2562 | 8080.6751 | 8201.8852 | 0 | 0 | 0 | 0 | 804.6 | 0 | 0 | 0 | 0 | 0 | 0 | 0 | 0
Residential | High Bay Fluorescent Fixture w/ HE Electronic Ballast (T5 8-lamp) | 45 | 15 | 0 | 114246.7201 | 0 | 25.3771 | 0 | 101.81 | 0 | 1800 |  | 10.9152 | 27.7818 | 13.4329 | 33.5853 | 0.325 | 45945.662 | 10598.2427 | 139718.3145 | 0 | 1653.8037 | 4209.344 | 0 | 5195.3853 | 5273.316 | 5352.4158 | 5432.702 | 5514.1925 | 5596.9054 | 5680.859 | 5766.0719 | 5852.563 | 5940.3514 | 6029.4567 | 6119.8985 | 6211.697 | 6304.8725 | 6399.4456 | 0 | 0 | 0 | 0 | 1302.4126 | 1302.4126 | 1302.4126 | 1302.4126 | 1302.4126 | 1302.4126 | 1302.4126 | 1302.4126 | 1302.4126 | 1302.4126 | 1302.4126 | 1302.4126 | 1302.4126 | 1302.4126 | 1302.4126 | 0 | 0 | 0 | 0 | 15798.8902 | 16035.8736 | 16276.4117 | 16520.5579 | 16768.3662 | 17019.8917 | 17275.1901 | 17534.318 | 17797.3327 | 18064.2927 | 18335.2571 | 18610.286 | 18889.4403 | 19172.7819 | 19460.3736 | 0 | 0 | 0 | 0 | 4581.45 | 0 | 0 | 0 | 0 | 0 | 0 | 0 | 0
Residential | High Bay Fluorescent Fixture w/ HE Electronic Ballast (T5 10-lamp) | 45 | 15 | 0 | 148042.2159 | 0 | 32.8839 | 0 | 137.31 | 0 | 5625 |  | 10.4872 | 11.52 | 12.9063 | 32.8014 | 0.31972 | 59536.9181 | 13733.325 | 181048.6012 | 0 | 5168.1367 | 5677.0948 | 0 | 6732.2401 | 6833.2237 | 6935.722 | 7039.7578 | 7145.3542 | 7252.5345 | 7361.3225 | 7471.7424 | 7583.8185 | 7697.5758 | 7813.0394 | 7930.235 | 8049.1886 | 8169.9264 | 8292.4753 | 0 | 0 | 0 | 0 | 1687.6813 | 1687.6813 | 1687.6813 | 1687.6813 | 1687.6813 | 1687.6813 | 1687.6813 | 1687.6813 | 1687.6813 | 1687.6813 | 1687.6813 | 1687.6813 | 1687.6813 | 1687.6813 | 1687.6813 | 0 | 0 | 0 | 0 | 20472.384 | 20779.4697 | 21091.1618 | 21407.5292 | 21728.6421 | 22054.5718 | 22385.3903 | 22721.1712 | 23061.9888 | 23407.9186 | 23759.0374 | 24115.4229 | 24477.1543 | 24844.3116 | 25216.9763 | 0 | 0 | 0 | 0 | 6178.95 | 0 | 0 | 0 | 0 | 0 | 0 | 0 | 0
Residential | High Bay Fluorescent Fixture w/ HE Electronic Ballast (T8 6-8 lamp) | 80 | 15 | 0 | 152616.0723 | 0 | 33.8999 | 0 | 85 | 0 | 6000 |  | 9.8238 | 11.1337 | 12.0899 | 30.7561 | 0.31941 | 61376.3483 | 14157.6246 | 186642.2106 | 0 | 5512.6792 | 6247.7031 | 0 | 6940.2368 | 7044.3404 | 7150.0055 | 7257.2556 | 7366.1144 | 7476.6061 | 7588.7552 | 7702.5865 | 7818.1253 | 7935.3972 | 8054.4282 | 8175.2446 | 8297.8732 | 8422.3413 | 8548.6765 | 0 | 0 | 0 | 0 | 1739.8232 | 1739.8232 | 1739.8232 | 1739.8232 | 1739.8232 | 1739.8232 | 1739.8232 | 1739.8232 | 1739.8232 | 1739.8232 | 1739.8232 | 1739.8232 | 1739.8232 | 1739.8232 | 1739.8232 | 0 | 0 | 0 | 0 | 21104.891 | 21421.4644 | 21742.7863 | 22068.9281 | 22399.9621 | 22735.9615 | 23077.0009 | 23423.1559 | 23774.5033 | 24131.1208 | 24493.0876 | 24860.4839 | 25233.3912 | 25611.8921 | 25996.0704 | 0 | 0 | 0 | 0 | 6800 | 0 | 0 | 0 | 0 | 0 | 0 | 0 | 0
Residential | High Bay Fluorescent Fixture w/ HE Electronic Ballast (T8 12-16 lamp) | 80 | 15 | 0 | 242322.6767 | 0 | 53.826 | 0 | 127.5 | 0 | 10000 |  | 10.3988 | 10.6068 | 12.7975 | 32.6026 | 0.31896 | 97452.9142 | 22479.3722 | 296349.1286 | 0 | 9187.7986 | 9371.5546 | 0 | 11019.6569 | 11184.9518 | 11352.7261 | 11523.017 | 11695.8622 | 11871.3002 | 12049.3697 | 12230.1102 | 12413.5619 | 12599.7653 | 12788.7618 | 12980.5932 | 13175.3021 | 13372.9316 | 13573.5256 | 0 | 0 | 0 | 0 | 2762.4785 | 2762.4785 | 2762.4785 | 2762.4785 | 2762.4785 | 2762.4785 | 2762.4785 | 2762.4785 | 2762.4785 | 2762.4785 | 2762.4785 | 2762.4785 | 2762.4785 | 2762.4785 | 2762.4785 | 0 | 0 | 0 | 0 | 33510.1907 | 34012.8435 | 34523.0362 | 35040.8817 | 35566.4949 | 36099.9924 | 36641.4922 | 37191.1146 | 37748.9813 | 38315.2161 | 38889.9443 | 39473.2935 | 40065.3929 | 40666.3738 | 41276.3694 | 0 | 0 | 0 | 0 | 10200 | 0 | 0 | 0 | 0 | 0 | 0 | 0 | 0
Residential | CFL Lamp (≤18W) | 0 | 2 | 0 | 0 | 0 | 0 | 0 | 74.35 | 0 | 0 |  | n/a | n/a | n/a | n/a | n/a | 0 | 0 | 0 | 0 | 0 | 0 | 0 | 0 | 0 | 0 | 0 | 0 | 0 | 0 | 0 | 0 | 0 | 0 | 0 | 0 | 0 | 0 | 0 | 0 | 0 | 0 | 0 | 0 | 0 | 0 | 0 | 0 | 0 | 0 | 0 | 0 | 0 | 0 | 0 | 0 | 0 | 0 | 0 | 0 | 0 | 0 | 0 | 0 | 0 | 0 | 0 | 0 | 0 | 0 | 0 | 0 | 0 | 0 | 0 | 0 | 0 | 0 | 0 | 0 | 0 | 0 | 0 | 0 | 0 | 0 | 0 | 0 | 0
Residential | CFL Lamp (18-32W) | 0 | 2 | 0 | 0 | 0 | 0 | 0 | 74.35 | 0 | 0 |  | n/a | n/a | n/a | n/a | n/a | 0 | 0 | 0 | 0 | 0 | 0 | 0 | 0 | 0 | 0 | 0 | 0 | 0 | 0 | 0 | 0 | 0 | 0 | 0 | 0 | 0 | 0 | 0 | 0 | 0 | 0 | 0 | 0 | 0 | 0 | 0 | 0 | 0 | 0 | 0 | 0 | 0 | 0 | 0 | 0 | 0 | 0 | 0 | 0 | 0 | 0 | 0 | 0 | 0 | 0 | 0 | 0 | 0 | 0 | 0 | 0 | 0 | 0 | 0 | 0 | 0 | 0 | 0 | 0 | 0 | 0 | 0 | 0 | 0 | 0 | 0 | 0 | 0
Residential | CFL Lamp (≥33W) | 0 | 2 | 0 | 0 | 0 | 0 | 0 | 108.23 | 0 | 0 |  | n/a | n/a | n/a | n/a | n/a | 0 | 0 | 0 | 0 | 0 | 0 | 0 | 0 | 0 | 0 | 0 | 0 | 0 | 0 | 0 | 0 | 0 | 0 | 0 | 0 | 0 | 0 | 0 | 0 | 0 | 0 | 0 | 0 | 0 | 0 | 0 | 0 | 0 | 0 | 0 | 0 | 0 | 0 | 0 | 0 | 0 | 0 | 0 | 0 | 0 | 0 | 0 | 0 | 0 | 0 | 0 | 0 | 0 | 0 | 0 | 0 | 0 | 0 | 0 | 0 | 0 | 0 | 0 | 0 | 0 | 0 | 0 | 0 | 0 | 0 | 0 | 0 | 0
Residential | Low-Wattage T8 | 850 | 8 | 0 | 33895.1875 | 0 | 7.529 | 0 | 2 | 0 | 425 |  | 5.754 | 23.0159 | 7.1314 | 17.7475 | 0.32421 | 8987.2667 | 2151.4598 | 27329.8001 | 0 | 390.4814 | 1561.9258 | 0 | 1541.3883 | 1564.5091 | 1587.9768 | 1611.7964 | 1635.9734 | 1660.513 | 1685.4207 | 1710.702 | 0 | 0 | 0 | 0 | 0 | 0 | 0 | 0 | 0 | 0 | 0 | 386.4051 | 386.4051 | 386.4051 | 386.4051 | 386.4051 | 386.4051 | 386.4051 | 386.4051 | 0 | 0 | 0 | 0 | 0 | 0 | 0 | 0 | 0 | 0 | 0 | 4687.2798 | 4757.589 | 4828.9529 | 4901.3872 | 4974.908 | 5049.5316 | 5125.2746 | 5202.1537 | 0 | 0 | 0 | 0 | 0 | 0 | 0 | 0 | 0 | 0 | 0 | 1700 | 0 | 0 | 0 | 0 | 0 | 0 | 0 | 0
Residential | Ceramic Metal Halide Fixture (≤150W) | 50 | 13 | 0 | 18609.1225 | 0 | 4.1336 | 0 | 72 | 0 | 850 |  | 2.0793 | 8.8066 | 2.5637 | 6.5593 | 0.31701 | 6877.6267 | 1601.9574 | 20914.4969 | 0 | 780.9629 | 3307.6075 | 0 | 846.2524 | 858.9462 | 871.8304 | 884.9078 | 898.1815 | 911.6542 | 925.329 | 939.2089 | 953.2971 | 967.5965 | 982.1105 | 996.8421 | 1011.7947 | 0 | 0 | 0 | 0 | 0 | 0 | 212.144 | 212.144 | 212.144 | 212.144 | 212.144 | 212.144 | 212.144 | 212.144 | 212.144 | 212.144 | 212.144 | 212.144 | 212.144 | 0 | 0 | 0 | 0 | 0 | 0 | 2573.4085 | 2612.0097 | 2651.1898 | 2690.9577 | 2731.322 | 2772.2918 | 2813.8762 | 2856.0844 | 2898.9256 | 2942.4095 | 2986.5457 | 3031.3438 | 3076.814 | 0 | 0 | 0 | 0 | 0 | 0 | 3600 | 0 | 0 | 0 | 0 | 0 | 0 | 0 | 0
Residential | Ceramic Metal Halide Fixture (150-250W) | 50 | 13 | 0 | 35224.4105 | 0 | 7.8242 | 0 | 142.12 | 0 | 1400 |  | 1.994 | 10.1208 | 2.4584 | 6.2606 | 0.3185 | 13018.3647 | 3032.2765 | 39588.1548 | 0 | 1286.2918 | 6528.8497 | 0 | 1601.8349 | 1625.8624 | 1650.2504 | 1675.0041 | 1700.1292 | 1725.6311 | 1751.5156 | 1777.7883 | 1804.4551 | 1831.522 | 1858.9948 | 1886.8797 | 1915.1829 | 0 | 0 | 0 | 0 | 0 | 0 | 401.5583 | 401.5583 | 401.5583 | 401.5583 | 401.5583 | 401.5583 | 401.5583 | 401.5583 | 401.5583 | 401.5583 | 401.5583 | 401.5583 | 401.5583 | 0 | 0 | 0 | 0 | 0 | 0 | 4871.0947 | 4944.1611 | 5018.3236 | 5093.5984 | 5170.0024 | 5247.5524 | 5326.2657 | 5406.1597 | 5487.2521 | 5569.5609 | 5653.1043 | 5737.9009 | 5823.9694 | 0 | 0 | 0 | 0 | 0 | 0 | 7106 | 0 | 0 | 0 | 0 | 0 | 0 | 0 | 0
Residential | Ceramic Metal Halide Fixture (≥250W) | 50 | 13 | 0 | 35556.7163 | 0 | 7.898 | 0 | 117 | 0 | 2250 |  | 2.4449 | 6.3568 | 3.0144 | 7.8195 | 0.31267 | 13141.1795 | 3060.8829 | 39961.6279 | 0 | 2067.2547 | 5374.8622 | 0 | 1616.9465 | 1641.2007 | 1665.8188 | 1690.806 | 1716.1681 | 1741.9106 | 1768.0393 | 1794.5599 | 1821.4783 | 1848.8005 | 1876.5325 | 1904.6805 | 1933.2507 | 0 | 0 | 0 | 0 | 0 | 0 | 405.3466 | 405.3466 | 405.3466 | 405.3466 | 405.3466 | 405.3466 | 405.3466 | 405.3466 | 405.3466 | 405.3466 | 405.3466 | 405.3466 | 405.3466 | 0 | 0 | 0 | 0 | 0 | 0 | 4917.0484 | 4990.8042 | 5065.6662 | 5141.6512 | 5218.776 | 5297.0576 | 5376.5135 | 5457.1612 | 5539.0186 | 5622.1039 | 5706.4355 | 5792.032 | 5878.9125 | 0 | 0 | 0 | 0 | 0 | 0 | 5850 | 0 | 0 | 0 | 0 | 0 | 0 | 0 | 0
Residential | Pulse Start Metal Halide Fixture (≤175W) | 50 | 15 | 0 | 6978.4209 | 0 | 1.5501 | 0 | 69.18 | 0 | 1250 |  | 0.88307 | 2.4436 | 1.0868 | 3.0467 | 0.28984 | 2806.4541 | 647.3621 | 8534.2775 | 0 | 1148.4748 | 3178.0595 | 0 | 317.3446 | 322.1048 | 326.9364 | 331.8404 | 336.818 | 341.8703 | 346.9984 | 352.2033 | 357.4864 | 362.8487 | 368.2914 | 373.8158 | 379.423 | 385.1144 | 390.8911 | 0 | 0 | 0 | 0 | 79.554 | 79.554 | 79.554 | 79.554 | 79.554 | 79.554 | 79.554 | 79.554 | 79.554 | 79.554 | 79.554 | 79.554 | 79.554 | 79.554 | 79.554 | 0 | 0 | 0 | 0 | 965.0282 | 979.5036 | 994.1962 | 1009.1091 | 1024.2458 | 1039.6094 | 1055.2036 | 1071.0316 | 1087.0971 | 1103.4036 | 1119.9546 | 1136.7539 | 1153.8053 | 1171.1123 | 1188.679 | 0 | 0 | 0 | 0 | 3459 | 0 | 0 | 0 | 0 | 0 | 0 | 0 | 0
Residential | Pulse Start Metal Halide Fixture (175-320W) | 50 | 15 | 0 | 20935.2628 | 0 | 4.6503 | 0 | 132.12 | 0 | 2000 |  | 1.3872 | 4.5818 | 1.7071 | 4.5211 | 0.30682 | 8419.3622 | 1942.0864 | 25602.8325 | 0 | 1837.5597 | 6069.4598 | 0 | 952.0339 | 966.3145 | 980.8092 | 995.5213 | 1010.4541 | 1025.6109 | 1040.9951 | 1056.61 | 1072.4592 | 1088.5461 | 1104.8743 | 1121.4474 | 1138.2691 | 1155.3431 | 1172.6733 | 0 | 0 | 0 | 0 | 238.662 | 238.662 | 238.662 | 238.662 | 238.662 | 238.662 | 238.662 | 238.662 | 238.662 | 238.662 | 238.662 | 238.662 | 238.662 | 238.662 | 238.662 | 0 | 0 | 0 | 0 | 2895.0846 | 2938.5109 | 2982.5885 | 3027.3274 | 3072.7373 | 3118.8283 | 3165.6108 | 3213.0949 | 3261.2913 | 3310.2107 | 3359.8639 | 3410.2618 | 3461.4158 | 3513.337 | 3566.037 | 0 | 0 | 0 | 0 | 6606 | 0 | 0 | 0 | 0 | 0 | 0 | 0 | 0
Residential | Pulse Start Metal Halide Fixture (320-750W) | 50 | 15 | 0 | 28578.2953 | 0 | 6.348 | 0 | 108 | 0 | 2750 |  | 2.3165 | 4.5488 | 2.8508 | 7.5536 | 0.30667 | 11493.0975 | 2651.102 | 34949.8983 | 0 | 2526.6446 | 4961.4112 | 0 | 1299.6019 | 1319.0959 | 1338.8824 | 1358.9656 | 1379.3501 | 1400.0403 | 1421.0409 | 1442.3566 | 1463.9919 | 1485.9518 | 1508.2411 | 1530.8647 | 1553.8276 | 1577.1351 | 1600.7921 | 0 | 0 | 0 | 0 | 325.7926 | 325.7926 | 325.7926 | 325.7926 | 325.7926 | 325.7926 | 325.7926 | 325.7926 | 325.7926 | 325.7926 | 325.7926 | 325.7926 | 325.7926 | 325.7926 | 325.7926 | 0 | 0 | 0 | 0 | 3952.0202 | 4011.3006 | 4071.4701 | 4132.5421 | 4194.5302 | 4257.4482 | 4321.3099 | 4386.1296 | 4451.9215 | 4518.7003 | 4586.4808 | 4655.278 | 4725.1072 | 4795.9838 | 4867.9236 | 0 | 0 | 0 | 0 | 5400 | 0 | 0 | 0 | 0 | 0 | 0 | 0 | 0
Residential | Pulse Start Metal Halide Fixture (≥750W) | 50 | 15 | 0 | 89057.9435 | 0 | 19.782 | 0 | 10 | 0 | 3250 |  | 77.9636 | 11.9944 | 95.9474 | 243.5832 | 0.32007 | 35815.6993 | 8261.5737 | 108913.6367 | 0 | 2986.0345 | 459.3899 | 0 | 4049.9222 | 4110.671 | 4172.3311 | 4234.9161 | 4298.4398 | 4362.9164 | 4428.3601 | 4494.7855 | 4562.2073 | 4630.6404 | 4700.1 | 4770.6015 | 4842.1606 | 4914.793 | 4988.5149 | 0 | 0 | 0 | 0 | 1015.2606 | 1015.2606 | 1015.2606 | 1015.2606 | 1015.2606 | 1015.2606 | 1015.2606 | 1015.2606 | 1015.2606 | 1015.2606 | 1015.2606 | 1015.2606 | 1015.2606 | 1015.2606 | 1015.2606 | 0 | 0 | 0 | 0 | 12315.598 | 12500.3319 | 12687.8369 | 12878.1545 | 13071.3268 | 13267.3967 | 13466.4076 | 13668.4038 | 13873.4298 | 14081.5313 | 14292.7542 | 14507.1456 | 14724.7527 | 14945.624 | 15169.8084 | 0 | 0 | 0 | 0 | 500 | 0 | 0 | 0 | 0 | 0 | 0 | 0 | 0
Residential | Energy Star LED Lamp (≤5W) | 150 | 8 | 0 | 15950.6765 | 0 | 3.543 | 0 | 31.91 | 0 | 750 |  | 0.9617 | 6.1376 | 1.1919 | 3.0812 | 0.31212 | 4229.302 | 1012.4517 | 12861.0824 | 0 | 689.0849 | 4397.7398 | 0 | 725.3592 | 736.2396 | 747.2832 | 758.4924 | 769.8698 | 781.4179 | 793.1391 | 805.0362 | 0 | 0 | 0 | 0 | 0 | 0 | 0 | 0 | 0 | 0 | 0 | 181.8377 | 181.8377 | 181.8377 | 181.8377 | 181.8377 | 181.8377 | 181.8377 | 181.8377 | 0 | 0 | 0 | 0 | 0 | 0 | 0 | 0 | 0 | 0 | 0 | 2205.7787 | 2238.8654 | 2272.4484 | 2306.5351 | 2341.1332 | 2376.2502 | 2411.8939 | 2448.0723 | 0 | 0 | 0 | 0 | 0 | 0 | 0 | 0 | 0 | 0 | 0 | 4786.5 | 0 | 0 | 0 | 0 | 0 | 0 | 0 | 0
Residential | Energy Star LED Lamp (5-10W) | 200 | 8 | 0 | 31901.3529 | 0 | 7.0861 | 0 | 37.79 | 0 | 1700 |  | 1.2181 | 5.4155 | 1.5097 | 3.9291 | 0.31002 | 8458.604 | 2024.9033 | 25722.1648 | 0 | 1561.9258 | 6944.1382 | 0 | 1450.7184 | 1472.4792 | 1494.5664 | 1516.9849 | 1539.7396 | 1562.8357 | 1586.2783 | 1610.0724 | 0 | 0 | 0 | 0 | 0 | 0 | 0 | 0 | 0 | 0 | 0 | 363.6754 | 363.6754 | 363.6754 | 363.6754 | 363.6754 | 363.6754 | 363.6754 | 363.6754 | 0 | 0 | 0 | 0 | 0 | 0 | 0 | 0 | 0 | 0 | 0 | 4411.5575 | 4477.7308 | 4544.8968 | 4613.0703 | 4682.2663 | 4752.5003 | 4823.7878 | 4896.1446 | 0 | 0 | 0 | 0 | 0 | 0 | 0 | 0 | 0 | 0 | 0 | 7558 | 0 | 0 | 0 | 0 | 0 | 0 | 0 | 0
Residential | Energy Star LED Lamp (>10W) | 100 | 8 | 0 | 25255.2377 | 0 | 5.6098 | 0 | 62.96 | 0 | 1250 |  | 1.1576 | 5.8307 | 1.4347 | 3.7188 | 0.31129 | 6696.3948 | 1603.0484 | 20363.3804 | 0 | 1148.4748 | 5784.638 | 0 | 1148.4854 | 1165.7127 | 1183.1984 | 1200.9463 | 1218.9605 | 1237.2449 | 1255.8036 | 1274.6407 | 0 | 0 | 0 | 0 | 0 | 0 | 0 | 0 | 0 | 0 | 0 | 287.9097 | 287.9097 | 287.9097 | 287.9097 | 287.9097 | 287.9097 | 287.9097 | 287.9097 | 0 | 0 | 0 | 0 | 0 | 0 | 0 | 0 | 0 | 0 | 0 | 3492.483 | 3544.8703 | 3598.0433 | 3652.014 | 3706.7942 | 3762.3961 | 3818.832 | 3876.1145 | 0 | 0 | 0 | 0 | 0 | 0 | 0 | 0 | 0 | 0 | 0 | 6296 | 0 | 0 | 0 | 0 | 0 | 0 | 0 | 0
Residential | High Performance T8 (1-2 Lamp) | 150 | 15 | 0 | 9969.1728 | 0 | 2.2144 | 0 | 15 | 0 | 1350 |  | 1.9394 | 3.2323 | 2.3868 | 6.4976 | 0.29848 | 4009.2201 | 924.803 | 12191.825 | 0 | 1240.3528 | 2067.2547 | 0 | 453.3495 | 460.1497 | 467.052 | 474.0578 | 481.1686 | 488.3862 | 495.712 | 503.1476 | 510.6948 | 518.3553 | 526.1306 | 534.0226 | 542.0329 | 550.1634 | 558.4158 | 0 | 0 | 0 | 0 | 113.6486 | 113.6486 | 113.6486 | 113.6486 | 113.6486 | 113.6486 | 113.6486 | 113.6486 | 113.6486 | 113.6486 | 113.6486 | 113.6486 | 113.6486 | 113.6486 | 113.6486 | 0 | 0 | 0 | 0 | 1378.6117 | 1399.2909 | 1420.2803 | 1441.5845 | 1463.2082 | 1485.1563 | 1507.4337 | 1530.0452 | 1552.9959 | 1576.2908 | 1599.9352 | 1623.9342 | 1648.2932 | 1673.0176 | 1698.1129 | 0 | 0 | 0 | 0 | 2250 | 0 | 0 | 0 | 0 | 0 | 0 | 0 | 0
Residential | High Performance T8 (3-4 Lamp) | 150 | 15 | 0 | 9969.1728 | 0 | 2.2144 | 0 | 18 | 0 | 2700 |  | 1.6162 | 1.6162 | 1.989 | 5.9147 | 0.27325 | 4009.2201 | 924.803 | 12191.825 | 0 | 2480.7056 | 2480.7056 | 0 | 453.3495 | 460.1497 | 467.052 | 474.0578 | 481.1686 | 488.3862 | 495.712 | 503.1476 | 510.6948 | 518.3553 | 526.1306 | 534.0226 | 542.0329 | 550.1634 | 558.4158 | 0 | 0 | 0 | 0 | 113.6486 | 113.6486 | 113.6486 | 113.6486 | 113.6486 | 113.6486 | 113.6486 | 113.6486 | 113.6486 | 113.6486 | 113.6486 | 113.6486 | 113.6486 | 113.6486 | 113.6486 | 0 | 0 | 0 | 0 | 1378.6117 | 1399.2909 | 1420.2803 | 1441.5845 | 1463.2082 | 1485.1563 | 1507.4337 | 1530.0452 | 1552.9959 | 1576.2908 | 1599.9352 | 1623.9342 | 1648.2932 | 1673.0176 | 1698.1129 | 0 | 0 | 0 | 0 | 2700 | 0 | 0 | 0 | 0 | 0 | 0 | 0 | 0
Residential | LED Parking Garage/Canopy (<30W) | 250 | 16 | 0 | 175623.5939 | 0 | 39.0104 | 0 | 125 | 0 | 8750 |  | 2.5496 | 9.1057 | 3.135 | 8.0332 | 0.31738 | 73203.8194 | 16808.2099 | 222608.9212 | 0 | 8039.3238 | 28711.8706 | 0 | 7986.507 | 8106.3046 | 8227.8992 | 8351.3177 | 8476.5874 | 8603.7362 | 8732.7923 | 8863.7842 | 8996.7409 | 9131.6921 | 9268.6674 | 9407.6974 | 9548.8129 | 9692.0451 | 9837.4258 | 9984.9872 | 0 | 0 | 0 | 2002.109 | 2002.109 | 2002.109 | 2002.109 | 2002.109 | 2002.109 | 2002.109 | 2002.109 | 2002.109 | 2002.109 | 2002.109 | 2002.109 | 2002.109 | 2002.109 | 2002.109 | 2002.109 | 0 | 0 | 0 | 24286.543 | 24650.8412 | 25020.6038 | 25395.9128 | 25776.8515 | 26163.5043 | 26555.9569 | 26954.2962 | 27358.6107 | 27768.9898 | 28185.5247 | 28608.3076 | 29037.4322 | 29472.9936 | 29915.0886 | 30363.8149 | 0 | 0 | 0 | 31250 | 0 | 0 | 0 | 0 | 0 | 0 | 0 | 0
Residential | LED Parking Garage/Canopy (30-75W) | 100 | 16 | 0 | 86665.3421 | 0 | 19.2506 | 0 | 250 | 0 | 7500 |  | 1.5727 | 5.2423 | 1.9338 | 5.0825 | 0.30943 | 36124.0418 | 8294.3825 | 109851.2898 | 0 | 6890.849 | 22969.4965 | 0 | 3941.1183 | 4000.2351 | 4060.2386 | 4121.1422 | 4182.9593 | 4245.7037 | 4309.3893 | 4374.0301 | 4439.6406 | 4506.2352 | 4573.8287 | 4642.4361 | 4712.0727 | 4782.7538 | 4854.4951 | 4927.3125 | 0 | 0 | 0 | 987.9849 | 987.9849 | 987.9849 | 987.9849 | 987.9849 | 987.9849 | 987.9849 | 987.9849 | 987.9849 | 987.9849 | 987.9849 | 987.9849 | 987.9849 | 987.9849 | 987.9849 | 987.9849 | 0 | 0 | 0 | 11984.7312 | 12164.5021 | 12346.9697 | 12532.1742 | 12720.1568 | 12910.9592 | 13104.6236 | 13301.1929 | 13500.7108 | 13703.2215 | 13908.7698 | 14117.4013 | 14329.1624 | 14544.0998 | 14762.2613 | 14983.6952 | 0 | 0 | 0 | 25000 | 0 | 0 | 0 | 0 | 0 | 0 | 0 | 0
Residential | LED Parking Garage/Canopy (≥75W) | 250 | 16 | 0 | 406409.9439 | 0 | 90.2739 | 0 | 375 | 0 | 25000 |  | 1.9667 | 7.375 | 2.4182 | 6.2472 | 0.31481 | 169400.7022 | 38895.8197 | 515138.5254 | 0 | 22969.4965 | 86135.6119 | 0 | 18481.5479 | 18758.7711 | 19040.1527 | 19325.755 | 19615.6413 | 19909.8759 | 20208.5241 | 20511.6519 | 20819.3267 | 21131.6166 | 21448.5909 | 21770.3197 | 22096.8745 | 22428.3276 | 22764.7526 | 23106.2238 | 0 | 0 | 0 | 4633.0734 | 4633.0734 | 4633.0734 | 4633.0734 | 4633.0734 | 4633.0734 | 4633.0734 | 4633.0734 | 4633.0734 | 4633.0734 | 4633.0734 | 4633.0734 | 4633.0734 | 4633.0734 | 4633.0734 | 4633.0734 | 0 | 0 | 0 | 56201.4042 | 57044.4253 | 57900.0916 | 58768.593 | 59650.1219 | 60544.8737 | 61453.0468 | 62374.8426 | 63310.4652 | 64260.1222 | 65224.024 | 66202.3844 | 67195.4201 | 68203.3514 | 69226.4017 | 70264.7977 | 0 | 0 | 0 | 93750 | 0 | 0 | 0 | 0 | 0 | 0 | 0 | 0
Residential | Lighting Optimization - Remove Lamp from T8 System | 150 | 15 | 0 | 30319.0458 | 0 | 6.7346 | 0 | 12 | 0 | 1200 |  | 7.3728 | 11.0592 | 9.0735 | 23.087 | 0.31935 | 12193.1608 | 2812.585 | 37078.7535 | 0 | 1102.5358 | 1653.8037 | 0 | 1378.7628 | 1399.4442 | 1420.4359 | 1441.7424 | 1463.3685 | 1485.3191 | 1507.5989 | 1530.2128 | 1553.166 | 1576.4635 | 1600.1105 | 1624.1121 | 1648.4738 | 1673.2009 | 1698.2989 | 0 | 0 | 0 | 0 | 345.6371 | 345.6371 | 345.6371 | 345.6371 | 345.6371 | 345.6371 | 345.6371 | 345.6371 | 345.6371 | 345.6371 | 345.6371 | 345.6371 | 345.6371 | 345.6371 | 345.6371 | 0 | 0 | 0 | 0 | 4192.7442 | 4255.6354 | 4319.4699 | 4384.262 | 4450.0259 | 4516.7763 | 4584.5279 | 4653.2959 | 4723.0953 | 4793.9417 | 4865.8509 | 4938.8386 | 5012.9212 | 5088.115 | 5164.4367 | 0 | 0 | 0 | 0 | 1800 | 0 | 0 | 0 | 0 | 0 | 0 | 0 | 0
Residential | Lighting Optimization - Remove 2 Lamps from T8 System | 100 | 15 | 0 | 40425.3944 | 0 | 8.9795 | 0 | 24 | 0 | 1600 |  | 7.3728 | 11.0592 | 9.0735 | 23.087 | 0.31935 | 16257.5478 | 3750.1133 | 49438.338 | 0 | 1470.0478 | 2205.0717 | 0 | 1838.3504 | 1865.9256 | 1893.9145 | 1922.3232 | 1951.1581 | 1980.4254 | 2010.1318 | 2040.2838 | 2070.888 | 2101.9514 | 2133.4806 | 2165.4828 | 2197.9651 | 2230.9346 | 2264.3986 | 0 | 0 | 0 | 0 | 460.8495 | 460.8495 | 460.8495 | 460.8495 | 460.8495 | 460.8495 | 460.8495 | 460.8495 | 460.8495 | 460.8495 | 460.8495 | 460.8495 | 460.8495 | 460.8495 | 460.8495 | 0 | 0 | 0 | 0 | 5590.3256 | 5674.1805 | 5759.2932 | 5845.6826 | 5933.3679 | 6022.3684 | 6112.7039 | 6204.3945 | 6297.4604 | 6391.9223 | 6487.8011 | 6585.1182 | 6683.8949 | 6784.1533 | 6885.9156 | 0 | 0 | 0 | 0 | 2400 | 0 | 0 | 0 | 0 | 0 | 0 | 0 | 0
Residential | T8 (≤4 ft, 1-2 Lamp) | 50 | 18 | 0 | 13624.5361 | 0 | 3.0264 | 0 | 43 | 0 | 250 |  | 3.0571 | 26.2914 | 3.753 | 9.4129 | 0.32478 | 6038.9916 | 1374.555 | 18364.2521 | 0 | 229.695 | 1975.3767 | 0 | 619.5776 | 628.8713 | 638.3044 | 647.8789 | 657.5971 | 667.4611 | 677.473 | 687.6351 | 697.9496 | 708.4189 | 719.0452 | 729.8308 | 740.7783 | 751.89 | 763.1683 | 774.6158 | 786.2351 | 798.0286 | 0 | 155.3197 | 155.3197 | 155.3197 | 155.3197 | 155.3197 | 155.3197 | 155.3197 | 155.3197 | 155.3197 | 155.3197 | 155.3197 | 155.3197 | 155.3197 | 155.3197 | 155.3197 | 155.3197 | 155.3197 | 155.3197 | 0 | 1884.1027 | 1912.3642 | 1941.0497 | 1970.1654 | 1999.7179 | 2029.7137 | 2060.1594 | 2091.0618 | 2122.4277 | 2154.2641 | 2186.5781 | 2219.3767 | 2252.6674 | 2286.4574 | 2320.7543 | 2355.5656 | 2390.8991 | 2426.7626 | 0 | 2150 | 0 | 0 | 0 | 0 | 0 | 0 | 0 | 0
Residential | T8 (≤4 ft, 3-4 Lamp) | 250 | 18 | 0 | 104676.3142 | 0 | 23.2513 | 0 | 55 | 0 | 2250 |  | 3.6726 | 22.4438 | 4.5086 | 11.3319 | 0.3241 | 46397.1303 | 10560.6054 | 141091.2055 | 0 | 2067.2547 | 12633.2231 | 0 | 4760.1697 | 4831.5723 | 4904.0459 | 4977.6066 | 5052.2707 | 5128.0547 | 5204.9755 | 5283.0502 | 5362.2959 | 5442.7304 | 5524.3713 | 5607.2369 | 5691.3454 | 5776.7156 | 5863.3664 | 5951.3169 | 6040.5866 | 6131.1954 | 0 | 1193.31 | 1193.31 | 1193.31 | 1193.31 | 1193.31 | 1193.31 | 1193.31 | 1193.31 | 1193.31 | 1193.31 | 1193.31 | 1193.31 | 1193.31 | 1193.31 | 1193.31 | 1193.31 | 1193.31 | 1193.31 | 0 | 14475.423 | 14692.5543 | 14912.9427 | 15136.6368 | 15363.6863 | 15594.1416 | 15828.0538 | 16065.4746 | 16306.4567 | 16551.0535 | 16799.3193 | 17051.3091 | 17307.0788 | 17566.685 | 17830.1852 | 18097.638 | 18369.1026 | 18644.6391 | 0 | 13750 | 0 | 0 | 0 | 0 | 0 | 0 | 0 | 0
Residential | T8 (5-8 ft, 1-2 Lamp) | 150 | 18 | 0 | 59815.0367 | 0 | 13.2864 | 0 | 93 | 0 | 1200 |  | 2.0686 | 24.047 | 2.5394 | 6.3764 | 0.32441 | 26512.6459 | 6034.6317 | 80623.546 | 0 | 1102.5358 | 12816.9791 | 0 | 2720.097 | 2760.8984 | 2802.3119 | 2844.3466 | 2887.0118 | 2930.317 | 2974.2717 | 3018.8858 | 3064.1691 | 3110.1316 | 3156.7836 | 3204.1354 | 3252.1974 | 3300.9804 | 3350.4951 | 3400.7525 | 3451.7638 | 3503.5402 | 0 | 681.8914 | 681.8914 | 681.8914 | 681.8914 | 681.8914 | 681.8914 | 681.8914 | 681.8914 | 681.8914 | 681.8914 | 681.8914 | 681.8914 | 681.8914 | 681.8914 | 681.8914 | 681.8914 | 681.8914 | 681.8914 | 0 | 8271.6703 | 8395.7453 | 8521.6815 | 8649.5067 | 8779.2493 | 8910.9381 | 9044.6022 | 9180.2712 | 9317.9753 | 9457.7449 | 9599.6111 | 9743.6052 | 9889.7593 | 10038.1057 | 10188.6773 | 10341.5074 | 10496.63 | 10654.0795 | 0 | 13950 | 0 | 0 | 0 | 0 | 0 | 0 | 0 | 0
Residential | LED Linear Replacement Lamp (≤4ft) | 4000 | 16 | 0 | 1196300.7342 | 0 | 265.7286 | 0 | 9.5 | 0 | 64000 |  | 14.2822 | 8.4801 | 17.5616 | 45.1157 | 0.31657 | 498644.749 | 114493.0097 | 1516352.1597 | 0 | 58801.9111 | 34913.6347 | 0 | 54401.9399 | 55217.969 | 56046.2385 | 56886.9321 | 57740.2361 | 58606.3396 | 59485.4347 | 60377.7162 | 61283.382 | 62202.6327 | 63135.6722 | 64082.7073 | 65043.9479 | 66019.6071 | 67009.9012 | 68015.0497 | 0 | 0 | 0 | 13637.8284 | 13637.8284 | 13637.8284 | 13637.8284 | 13637.8284 | 13637.8284 | 13637.8284 | 13637.8284 | 13637.8284 | 13637.8284 | 13637.8284 | 13637.8284 | 13637.8284 | 13637.8284 | 13637.8284 | 13637.8284 | 0 | 0 | 0 | 165433.4057 | 167914.9067 | 170433.6303 | 172990.1348 | 175584.9868 | 178218.7616 | 180892.0431 | 183605.4237 | 186359.5051 | 189154.8976 | 191992.2211 | 194872.1044 | 197795.186 | 200762.1138 | 203773.5455 | 206830.1487 | 0 | 0 | 0 | 38000 | 0 | 0 | 0 | 0 | 0 | 0 | 0 | 0
Residential | LED Linear Replacement Lamp (5-8ft) | 350 | 16 | 0 | 127937.7174 | 0 | 28.4182 | 0 | 9.5 | 0 | 8050 |  | 17.4561 | 7.2101 | 21.4641 | 55.504 | 0.3145 | 53327.2857 | 12244.3913 | 162165.4393 | 0 | 7396.1779 | 3054.943 | 0 | 5817.9852 | 5905.255 | 5993.8338 | 6083.7413 | 6174.9975 | 6267.6224 | 6361.6368 | 6457.0613 | 6553.9172 | 6652.226 | 6752.0094 | 6853.2895 | 6956.0889 | 7060.4302 | 7166.3367 | 7273.8317 | 0 | 0 | 0 | 1458.49 | 1458.49 | 1458.49 | 1458.49 | 1458.49 | 1458.49 | 1458.49 | 1458.49 | 1458.49 | 1458.49 | 1458.49 | 1458.49 | 1458.49 | 1458.49 | 1458.49 | 1458.49 | 0 | 0 | 0 | 17692.1837 | 17957.5664 | 18226.9299 | 18500.3339 | 18777.8389 | 19059.5065 | 19345.399 | 19635.58 | 19930.1137 | 20229.0654 | 20532.5014 | 20840.4889 | 21153.0963 | 21470.3927 | 21792.4486 | 22119.3353 | 0 | 0 | 0 | 3325 | 0 | 0 | 0 | 0 | 0 | 0 | 0 | 0
Residential | Fluorescent Fixture Specular Reflector 4-ft | 0 | 15 | 0 | 0 | 0 | 0 | 0 | 30 | 0 | 0 |  | n/a | n/a | n/a | n/a | n/a | 0 | 0 | 0 | 0 | 0 | 0 | 0 | 0 | 0 | 0 | 0 | 0 | 0 | 0 | 0 | 0 | 0 | 0 | 0 | 0 | 0 | 0 | 0 | 0 | 0 | 0 | 0 | 0 | 0 | 0 | 0 | 0 | 0 | 0 | 0 | 0 | 0 | 0 | 0 | 0 | 0 | 0 | 0 | 0 | 0 | 0 | 0 | 0 | 0 | 0 | 0 | 0 | 0 | 0 | 0 | 0 | 0 | 0 | 0 | 0 | 0 | 0 | 0 | 0 | 0 | 0 | 0 | 0 | 0 | 0 | 0 | 0 | 0
Residential | Fluorescent Fixture Specular Reflector two 4-ft | 0 | 15 | 0 | 0 | 0 | 0 | 0 | 30 | 0 | 0 |  | n/a | n/a | n/a | n/a | n/a | 0 | 0 | 0 | 0 | 0 | 0 | 0 | 0 | 0 | 0 | 0 | 0 | 0 | 0 | 0 | 0 | 0 | 0 | 0 | 0 | 0 | 0 | 0 | 0 | 0 | 0 | 0 | 0 | 0 | 0 | 0 | 0 | 0 | 0 | 0 | 0 | 0 | 0 | 0 | 0 | 0 | 0 | 0 | 0 | 0 | 0 | 0 | 0 | 0 | 0 | 0 | 0 | 0 | 0 | 0 | 0 | 0 | 0 | 0 | 0 | 0 | 0 | 0 | 0 | 0 | 0 | 0 | 0 | 0 | 0 | 0 | 0 | 0
Residential | Fluorescent Fixture Specular Reflector 8-ft | 0 | 15 | 0 | 0 | 0 | 0 | 0 | 50 | 0 | 0 |  | n/a | n/a | n/a | n/a | n/a | 0 | 0 | 0 | 0 | 0 | 0 | 0 | 0 | 0 | 0 | 0 | 0 | 0 | 0 | 0 | 0 | 0 | 0 | 0 | 0 | 0 | 0 | 0 | 0 | 0 | 0 | 0 | 0 | 0 | 0 | 0 | 0 | 0 | 0 | 0 | 0 | 0 | 0 | 0 | 0 | 0 | 0 | 0 | 0 | 0 | 0 | 0 | 0 | 0 | 0 | 0 | 0 | 0 | 0 | 0 | 0 | 0 | 0 | 0 | 0 | 0 | 0 | 0 | 0 | 0 | 0 | 0 | 0 | 0 | 0 | 0 | 0 | 0
Residential | Fluorescent Fixture Specular Reflector two 8-ft | 0 | 15 | 0 | 0 | 0 | 0 | 0 | 50 | 0 | 0 |  | n/a | n/a | n/a | n/a | n/a | 0 | 0 | 0 | 0 | 0 | 0 | 0 | 0 | 0 | 0 | 0 | 0 | 0 | 0 | 0 | 0 | 0 | 0 | 0 | 0 | 0 | 0 | 0 | 0 | 0 | 0 | 0 | 0 | 0 | 0 | 0 | 0 | 0 | 0 | 0 | 0 | 0 | 0 | 0 | 0 | 0 | 0 | 0 | 0 | 0 | 0 | 0 | 0 | 0 | 0 | 0 | 0 | 0 | 0 | 0 | 0 | 0 | 0 | 0 | 0 | 0 | 0 | 0 | 0 | 0 | 0 | 0 | 0 | 0 | 0 | 0 | 0 | 0
Residential | Multi-CFL Fixture | 0 | 0 | 0 | 0 | 0 | 0 | 0 | 0 | 0 | 0 |  | n/a | n/a | n/a | n/a | n/a | 0 | 0 | 0 | 0 | 0 | 0 | 0 | 0 | 0 | 0 | 0 | 0 | 0 | 0 | 0 | 0 | 0 | 0 | 0 | 0 | 0 | 0 | 0 | 0 | 0 | 0 | 0 | 0 | 0 | 0 | 0 | 0 | 0 | 0 | 0 | 0 | 0 | 0 | 0 | 0 | 0 | 0 | 0 | 0 | 0 | 0 | 0 | 0 | 0 | 0 | 0 | 0 | 0 | 0 | 0 | 0 | 0 | 0 | 0 | 0 | 0 | 0 | 0 | 0 | 0 | 0 | 0 | 0 | 0 | 0 | 0 | 0 | 0
Residential | Indirect Fixture | 0 | 0 | 0 | 0 | 0 | 0 | 0 | 0 | 0 | 0 |  | n/a | n/a | n/a | n/a | n/a | 0 | 0 | 0 | 0 | 0 | 0 | 0 | 0 | 0 | 0 | 0 | 0 | 0 | 0 | 0 | 0 | 0 | 0 | 0 | 0 | 0 | 0 | 0 | 0 | 0 | 0 | 0 | 0 | 0 | 0 | 0 | 0 | 0 | 0 | 0 | 0 | 0 | 0 | 0 | 0 | 0 | 0 | 0 | 0 | 0 | 0 | 0 | 0 | 0 | 0 | 0 | 0 | 0 | 0 | 0 | 0 | 0 | 0 | 0 | 0 | 0 | 0 | 0 | 0 | 0 | 0 | 0 | 0 | 0 | 0 | 0 | 0 | 0
Residential | Ceiling Mount Occupancy | 30 | 8 | 0 | 11395.3281 | 0 | 0.36392 | 0 | 125 | 0 | 900 |  | 0.80331 | 3.3471 | 1.0132 | 2.9068 | 0.27636 | 2767.7562 | 723.3059 | 9188.0902 | 0 | 826.9019 | 3445.4245 | 0 | 474.6924 | 481.8128 | 489.04 | 496.3756 | 503.8212 | 511.3785 | 519.0492 | 526.8349 | 0 | 0 | 0 | 0 | 0 | 0 | 0 | 0 | 0 | 0 | 0 | 129.9067 | 129.9067 | 129.9067 | 129.9067 | 129.9067 | 129.9067 | 129.9067 | 129.9067 | 0 | 0 | 0 | 0 | 0 | 0 | 0 | 0 | 0 | 0 | 0 | 1575.8311 | 1599.4686 | 1623.4606 | 1647.8125 | 1672.5297 | 1697.6177 | 1723.0819 | 1748.9282 | 0 | 0 | 0 | 0 | 0 | 0 | 0 | 0 | 0 | 0 | 0 | 3750 | 0 | 0 | 0 | 0 | 0 | 0 | 0 | 0
Residential | Wall Mount Occupancy | 20 | 8 | 0 | 7596.8854 | 0 | 0.24261 | 0 | 55 | 0 | 240 |  | 1.8257 | 8.3678 | 2.3028 | 6.279 | 0.29077 | 1845.1708 | 482.204 | 6125.3935 | 0 | 220.5072 | 1010.6578 | 0 | 316.4616 | 321.2085 | 326.0266 | 330.917 | 335.8808 | 340.919 | 346.0328 | 351.2233 | 0 | 0 | 0 | 0 | 0 | 0 | 0 | 0 | 0 | 0 | 0 | 86.6045 | 86.6045 | 86.6045 | 86.6045 | 86.6045 | 86.6045 | 86.6045 | 86.6045 | 0 | 0 | 0 | 0 | 0 | 0 | 0 | 0 | 0 | 0 | 0 | 1050.5541 | 1066.3124 | 1082.3071 | 1098.5417 | 1115.0198 | 1131.7451 | 1148.7213 | 1165.9521 | 0 | 0 | 0 | 0 | 0 | 0 | 0 | 0 | 0 | 0 | 0 | 1100 | 0 | 0 | 0 | 0 | 0 | 0 | 0 | 0
Residential | Fixture Mount Occupancy | 20 | 8 | 0 | 7596.8854 | 0 | 0.24261 | 0 | 55 | 0 | 240 |  | 1.8257 | 8.3678 | 2.3028 | 6.279 | 0.29077 | 1845.1708 | 482.204 | 6125.3935 | 0 | 220.5072 | 1010.6578 | 0 | 316.4616 | 321.2085 | 326.0266 | 330.917 | 335.8808 | 340.919 | 346.0328 | 351.2233 | 0 | 0 | 0 | 0 | 0 | 0 | 0 | 0 | 0 | 0 | 0 | 86.6045 | 86.6045 | 86.6045 | 86.6045 | 86.6045 | 86.6045 | 86.6045 | 86.6045 | 0 | 0 | 0 | 0 | 0 | 0 | 0 | 0 | 0 | 0 | 0 | 1050.5541 | 1066.3124 | 1082.3071 | 1098.5417 | 1115.0198 | 1131.7451 | 1148.7213 | 1165.9521 | 0 | 0 | 0 | 0 | 0 | 0 | 0 | 0 | 0 | 0 | 0 | 1100 | 0 | 0 | 0 | 0 | 0 | 0 | 0 | 0
Residential | Fixture Mount Photo Sensor | 0 | 8 | 0 | 0 | 0 | 0 | 0 | 65 | 0 | 0 |  | n/a | n/a | n/a | n/a | n/a | 0 | 0 | 0 | 0 | 0 | 0 | 0 | 0 | 0 | 0 | 0 | 0 | 0 | 0 | 0 | 0 | 0 | 0 | 0 | 0 | 0 | 0 | 0 | 0 | 0 | 0 | 0 | 0 | 0 | 0 | 0 | 0 | 0 | 0 | 0 | 0 | 0 | 0 | 0 | 0 | 0 | 0 | 0 | 0 | 0 | 0 | 0 | 0 | 0 | 0 | 0 | 0 | 0 | 0 | 0 | 0 | 0 | 0 | 0 | 0 | 0 | 0 | 0 | 0 | 0 | 0 | 0 | 0 | 0 | 0 | 0 | 0 | 0
Residential | Exit Sign | 160 | 15 | 0 | 92333.5396 | 0 | 10.3929 | 0 | 25 | 0 | 960 |  | 9.6151 | 40.0631 | 11.9458 | 30.9654 | 0.31051 | 35336.8106 | 8565.4386 | 112919.5351 | 0 | 882.0287 | 3675.1194 | 0 | 3995.771 | 4055.7076 | 4116.5432 | 4178.2914 | 4240.9657 | 4304.5802 | 4369.1489 | 4434.6861 | 4501.2064 | 4568.7245 | 4637.2554 | 4706.8142 | 4777.4164 | 4849.0777 | 4921.8139 | 0 | 0 | 0 | 0 | 1052.6024 | 1052.6024 | 1052.6024 | 1052.6024 | 1052.6024 | 1052.6024 | 1052.6024 | 1052.6024 | 1052.6024 | 1052.6024 | 1052.6024 | 1052.6024 | 1052.6024 | 1052.6024 | 1052.6024 | 0 | 0 | 0 | 0 | 12768.5719 | 12960.1005 | 13154.502 | 13351.8195 | 13552.0968 | 13755.3782 | 13961.7089 | 14171.1345 | 14383.7016 | 14599.4571 | 14818.4489 | 15040.7257 | 15266.3366 | 15495.3316 | 15727.7616 | 0 | 0 | 0 | 0 | 4000 | 0 | 0 | 0 | 0 | 0 | 0 | 0 | 0
C&I | HVAC | [9 empty] | 7400 | 4255 | 1.671 | 4.4009 | 2.0771 | 5.1162 | 0.36761 | 47126.1824 | 11450.8848 | 117486.0388 | 3909.4083 | 6798.971 | 24292.5395 | 0 | 5328.8746 | 5408.8078 | 5489.9399 | 5572.289 | 5655.8733 | 5740.7114 | 5826.8221 | 5914.2244 | 6002.9378 | 6092.9818 | 6184.3766 | 6277.1422 | 6371.2994 | 6466.8688 | 6563.8719 | 0 | 0 | 0 | 0 | 1407.1934 | 1407.1934 | 1407.1934 | 1407.1934 | 1407.1934 | 1407.1934 | 1407.1934 | 1407.1934 | 1407.1934 | 1407.1934 | 1407.1934 | 1407.1934 | 1407.1934 | 1407.1934 | 1407.1934 | 0 | 0 | 0 | 0 | 13284.9372 | 13484.2112 | 13686.4744 | 13891.7715 | 14100.1481 | 14311.6503 | 14526.3251 | 14744.22 | 14965.3833 | 15189.864 | 15417.712 | 15648.9776 | 15883.7123 | 16121.968 | 16363.7975 | 0 | 0 | 0 | 0 | 26440 | 0 | 0 | 0 | 0 | 0 | 0 | 0 | 0
C&I | Split Package Heat Pump | 4 | 15 | 0 | 8294.5509 | 0 | 1.2605 | 0 | 370 | 0 | 1000 |  | 2.3772 | 3.5182 | 2.943 | 6.4814 | 0.36676 | 3232.4375 | 769.4546 | 7894.6015 | 0 | 918.7799 | 1359.7942 | 0 | 365.5135 | 370.9962 | 376.5611 | 382.2095 | 387.9427 | 393.7618 | 399.6682 | 405.6633 | 411.7482 | 417.9244 | 424.1933 | 430.5562 | 437.0145 | 443.5698 | 450.2233 | 0 | 0 | 0 | 0 | 94.5579 | 94.5579 | 94.5579 | 94.5579 | 94.5579 | 94.5579 | 94.5579 | 94.5579 | 94.5579 | 94.5579 | 94.5579 | 94.5579 | 94.5579 | 94.5579 | 94.5579 | 0 | 0 | 0 | 0 | 892.6957 | 906.0862 | 919.6775 | 933.4726 | 947.4747 | 961.6868 | 976.1121 | 990.7538 | 1005.6151 | 1020.6994 | 1036.0098 | 1051.55 | 1067.3232 | 1083.3331 | 1099.5831 | 0 | 0 | 0 | 0 | 1480 | 0 | 0 | 0 | 0 | 0 | 0 | 0 | 0
C&I | Single System Heat Pump | 8 | 15 | 0 | 7594.756 | 0 | 2.5211 | 0 | 370 | 0 | 2000 |  | 1.1775 | 1.7428 | 1.4366 | 3.3336 | 0.35323 | 3202.4138 | 704.5372 | 7228.5495 | 0 | 1837.5597 | 2719.5884 | 0 | 362.1185 | 367.5503 | 373.0635 | 378.6595 | 384.3394 | 390.1044 | 395.956 | 401.8954 | 407.9238 | 414.0426 | 420.2533 | 426.5571 | 432.9554 | 439.4498 | 446.0415 | 0 | 0 | 0 | 0 | 86.5802 | 86.5802 | 86.5802 | 86.5802 | 86.5802 | 86.5802 | 86.5802 | 86.5802 | 86.5802 | 86.5802 | 86.5802 | 86.5802 | 86.5802 | 86.5802 | 86.5802 | 0 | 0 | 0 | 0 | 817.3807 | 829.6415 | 842.0861 | 854.7174 | 867.5381 | 880.5512 | 893.7595 | 907.1659 | 920.7734 | 934.585 | 948.6037 | 962.8328 | 977.2753 | 991.9344 | 1006.8134 | 0 | 0 | 0 | 0 | 2960 | 0 | 0 | 0 | 0 | 0 | 0 | 0 | 0
C&I | Geothermal Heat Pump | 4 | 15 | 0 | 93027.1602 | 0 | 8.7792 | 0 | 4100 | 0 | 2800 |  | 2.3428 | 13.7223 | 2.9156 | 6.0469 | 0.38745 | 35301.8782 | 8629.7832 | 88541.5457 | 0 | 2572.5836 | 15067.9897 | 0 | 3991.821 | 4051.6983 | 4112.4738 | 4174.1609 | 4236.7733 | 4300.3249 | 4364.8298 | 4430.3022 | 4496.7567 | 4564.2081 | 4632.6712 | 4702.1613 | 4772.6937 | 4844.2841 | 4916.9484 | 0 | 0 | 0 | 0 | 1060.5096 | 1060.5096 | 1060.5096 | 1060.5096 | 1060.5096 | 1060.5096 | 1060.5096 | 1060.5096 | 1060.5096 | 1060.5096 | 1060.5096 | 1060.5096 | 1060.5096 | 1060.5096 | 1060.5096 | 0 | 0 | 0 | 0 | 10011.9885 | 10162.1684 | 10314.6009 | 10469.3199 | 10626.3597 | 10785.7551 | 10947.5414 | 11111.7545 | 11278.4309 | 11447.6073 | 11619.3214 | 11793.6112 | 11970.5154 | 12150.0731 | 12332.3242 | 0 | 0 | 0 | 0 | 16400 | 0 | 0 | 0 | 0 | 0 | 0 | 0 | 0
C&I | Heat Pump Water Heater | 8 | 15 | 0 | 14521.5469 | 0 | 0.68795 | 0 | 700 | 0 | 1600 |  | 1.0475 | 3.6662 | 1.3093 | 2.972 | 0.35245 | 5389.4529 | 1347.1098 | 13821.3421 | 0 | 1470.0478 | 5145.1672 | 0 | 609.4217 | 618.563 | 627.8415 | 637.2591 | 646.818 | 656.5203 | 666.3681 | 676.3636 | 686.509 | 696.8067 | 707.2588 | 717.8677 | 728.6357 | 739.5652 | 750.6587 | 0 | 0 | 0 | 0 | 165.5456 | 165.5456 | 165.5456 | 165.5456 | 165.5456 | 165.5456 | 165.5456 | 165.5456 | 165.5456 | 165.5456 | 165.5456 | 165.5456 | 165.5456 | 165.5456 | 165.5456 | 0 | 0 | 0 | 0 | 1562.8722 | 1586.3153 | 1610.11 | 1634.2616 | 1658.7756 | 1683.6572 | 1708.9121 | 1734.5457 | 1760.5639 | 1786.9724 | 1813.777 | 1840.9836 | 1868.5984 | 1896.6274 | 1925.0768 | 0 | 0 | 0 | 0 | 5600 | 0 | 0 | 0 | 0 | 0 | 0 | 0 | 0
C&I | Motors | [9 empty] | 600 | 345 | 0.96328 | 1.7584 | 1.185 | 3.278 | 0.3413 | 1526.705 | 351.3651 | 3605.0049 | 316.9791 | 551.2679 | 1267.9162 | 0 | 172.6348 | 175.2243 | 177.8527 | 180.5205 | 183.2283 | 185.9767 | 188.7664 | 191.5979 | 194.4718 | 197.3889 | 200.3497 | 203.355 | 206.4053 | 209.5014 | 212.6439 | 0 | 0 | 0 | 0 | 43.1791 | 43.1791 | 43.1791 | 43.1791 | 43.1791 | 43.1791 | 43.1791 | 43.1791 | 43.1791 | 43.1791 | 43.1791 | 43.1791 | 43.1791 | 43.1791 | 43.1791 | 0 | 0 | 0 | 0 | 407.6422 | 413.7568 | 419.9631 | 426.2626 | 432.6565 | 439.1464 | 445.7336 | 452.4196 | 459.2059 | 466.094 | 473.0854 | 480.1817 | 487.3844 | 494.6951 | 502.1156 | 0 | 0 | 0 | 0 | 1380 | 0 | 0 | 0 | 0 | 0 | 0 | 0 | 0
C&I | ODC Motor | 6 | 15 | 0 | 2222.0812 | 0 | 0.50502 | 0 | 115 | 0 | 300 |  | 1.4128 | 3.2495 | 1.738 | 3.7709 | 0.37467 | 895.6669 | 206.1342 | 2114.9362 | 0 | 275.634 | 633.9581 | 0 | 101.2791 | 102.7983 | 104.3402 | 105.9054 | 107.4939 | 109.1063 | 110.7429 | 112.4041 | 114.0901 | 115.8015 | 117.5385 | 119.3016 | 121.0911 | 122.9075 | 124.7511 | 0 | 0 | 0 | 0 | 25.3317 | 25.3317 | 25.3317 | 25.3317 | 25.3317 | 25.3317 | 25.3317 | 25.3317 | 25.3317 | 25.3317 | 25.3317 | 25.3317 | 25.3317 | 25.3317 | 25.3317 | 0 | 0 | 0 | 0 | 239.1501 | 242.7373 | 246.3784 | 250.0741 | 253.8252 | 257.6325 | 261.497 | 265.4195 | 269.4008 | 273.4418 | 277.5434 | 281.7066 | 285.9322 | 290.2212 | 294.5745 | 0 | 0 | 0 | 0 | 690 | 0 | 0 | 0 | 0 | 0 | 0 | 0 | 0
C&I | TEFC Motor | 6 | 15 | 0 | 1565.5572 | 0 | 0.35581 | 0 | 115 | 0 | 300 |  | 0.99539 | 2.2894 | 1.2245 | 2.7852 | 0.35739 | 631.0381 | 145.2309 | 1490.0687 | 0 | 275.634 | 633.9581 | 0 | 71.3557 | 72.4261 | 73.5124 | 74.6151 | 75.7344 | 76.8704 | 78.0234 | 79.1938 | 80.3817 | 81.5874 | 82.8112 | 84.0534 | 85.3142 | 86.5939 | 87.8928 | 0 | 0 | 0 | 0 | 17.8474 | 17.8474 | 17.8474 | 17.8474 | 17.8474 | 17.8474 | 17.8474 | 17.8474 | 17.8474 | 17.8474 | 17.8474 | 17.8474 | 17.8474 | 17.8474 | 17.8474 | 0 | 0 | 0 | 0 | 168.4921 | 171.0195 | 173.5848 | 176.1885 | 178.8314 | 181.5138 | 184.2365 | 187.0001 | 189.8051 | 192.6522 | 195.542 | 198.4751 | 201.4522 | 204.474 | 207.5411 | 0 | 0 | 0 | 0 | 690 | 0 | 0 | 0 | 0 | 0 | 0 | 0 | 0

## Sources
| 1 | 2 | 3 | 4 | 5 | 6 | 7 | 8 | 9 | 10 | 11
[5 empty] | Gross Savings per Unit | [6 empty] | Measure Screening
Sector | Measure | Measure Life | Remaining Life |  | kWh | Ret. kWh | Coincident Peak kW | Ret. Peak kW | Incremental Cost | Future Avoided Cost | Full Cost | 2015 | 2016 | Reference
Residential | LED | 10 |  |  | 38.3173 |  | 0.0045053 |  | 10 |  |  | 1.2775 | 1.3833 | ENERGY STAR/MN TRM
Residential | ENERGY STAR Fixture | 9.4 |  |  | 72.6012 |  | 0.0085363 |  | 15 |  |  | 1.6137 | 1.7473 | ENERGY STAR/MN TRM
Residential | ENERGY STAR Dehumidifier | 12 |  |  | 161.0757 |  | 0.036789 |  | 60 |  |  | 1.117 | 1.1338 | ENERGY STAR/DOE/MN TRM/Illinois
Residential | ENERGY STAR Clothes Washer | 14 |  |  | 202.4211 |  | 0.026075 |  | 210 |  |  | 0.41729 | 0.42355 | ENERGY STAR/DOE/MN TRM/Illinois
Residential | ENERGY STAR Clothes Dryer | 14 |  |  | 167.2398 |  | 0.028724 |  | 152 |  |  | 0.48573 | 0.49302 | ENERGY STAR/DOE/Illinois
Residential | ENERGY STAR Refrigerator | 12 |  |  | 44.298 |  | 0.0066768 |  | 40 |  |  | 0.44504 | 0.45171 | ENERGY STAR/DOE/Illinois
Residential | Recycle and Replace - ENERGY STAR Refrigerator | 12 | 4 |  | 44.298 | 416.892 | 0.0066768 | 0.062836 | 451 | 390 |  | 0.53167 | 0.53965 | Illinois TRM
Residential | CEE Tier 2 Refrigerator | 12 |  |  | 66.2859 |  | 0.0099909 |  | 140 |  |  | 0.19027 | 0.19312 | Energy Star/DOE/CEE/Illinois
Residential | ENERGY STAR Freezer | 11 |  |  | 30.437 |  | 0.0033008 |  | 35 |  |  | 0.32597 | 0.33086 | ENERGY STAR/DOE/Illinois
Residential | ES Dishwasher (Electric DHW) | 10 |  |  | 12 |  | 0.0057692 |  | 50 |  |  | 0.09347 | 0.10121 | ENERGY STAR/DOE/MN TRM/Illinois
Residential | ES Dishwasher (Gas DHW) | 10 |  |  | 5.28 |  | 0.0025385 |  | 50 |  |  | 0.041127 | 0.04453 | ENERGY STAR/DOE/MN TRM/Illinois
Residential | ENERGY STAR Room Air Conditioner | 12 |  |  | 53.9541 |  | 0.081886 |  | 200 |  |  | 0.17596 | 0.1786 | ENERGY STAR/DOE/MN TRM/Illinois
Residential | Advanced Power Strip | 10 |  |  | 75.1 |  | 0.010534 |  | 20 |  |  | 1.2651 | 1.3698 | NYSERDA/Illinios
Residential | Refrigerator Recycle | 8 |  |  | 1289 |  | 0.14715 |  | 93 |  |  | 3.9293 | 3.9883 | NMR/Michigan/Illinois
Residential | Freezer Recycle | 8 |  |  | 1105 |  | 0.12614 |  | 93 |  |  | 3.3684 | 3.419 | NMR/Michigan/Illinois
Residential | Air Sealing (Electric Heat) | 15 |  |  | 1344.3037 |  | 0.57204 |  | 272 |  |  | 2.5206 | 2.5584 | Illinois/Energy Star/PSC Colorado
Residential | Air Sealing (Gas Heat) | 15 |  |  | 57.1378 |  | 0.088164 |  | 272 |  |  | 0.15563 | 0.15797 | Illinois/Energy Star/PSC Colorado
Residential | Attic Insulation | 20 |  |  | 515.0871 |  | 0.21918 |  | 575.25 |  |  | 0.49863 | 0.49289 | Illinois/Energy Star/PSC Colorado
Residential | Wall Insulation | 20 |  |  | 4842.0549 |  | 2.0604 |  | 1011.7707 |  |  | 2.665 | 2.6343 | Illinois/Energy Star/PSC Colorado
Residential | Faucet Aerator - Kitchen | 9 |  |  | 254.5432 |  | 0.028426 |  | 8 |  |  | 9.822 | 9.9694 | Illinois
Residential | Faucet Aerator - Bathroom | 9 |  |  | 107.9335 |  | 0.012053 |  | 8 |  |  | 4.1648 | 4.2273 | Illinois
Residential | Low Flow Showerhead | 10 |  |  | 135.795 |  | 0.0099345 |  | 12 |  |  | 3.6954 | 4.0012 | Illinois
Residential | Water Heater Tank Wrap | 5 |  |  | 143 |  | 0.0164 |  | 10 |  |  | 2.7921 | 2.8339 | Ohio/ACEEE
Residential | Hot Water Pipe Insulation | 15 |  |  | 135.5195 |  | 0.01547 |  | 15 |  |  | 4.0264 | 4.0868 | Ohio/Arkansas
Residential | CAC/ASHP Tune-Up | 2 |  |  | 106.74 |  | 0.070435 |  | 175 |  |  | 0.06598 | 0.06697 | MN TRM/Energy Star
Residential | CAC SEER 14.5 | 18 |  |  | 169.878 |  | 0.24545 |  | 178 |  |  | 0.75093 | 0.74228 | DOE/Energy Star/MN TRM
Residential | CAC SEER 15 | 18 |  |  | 218.9538 |  | 0.39828 |  | 238 |  |  | 0.80152 | 0.79229 | DOE/Energy Star/MN TRM
Residential | CAC SEER 16 | 18 |  |  | 307.9038 |  | 0.45315 |  | 257 |  |  | 0.94993 | 0.93899 | DOE/Energy Star/MN TRM
Residential | Early Retirement CAC SEER 14.5 | 18 | 8 |  | 169.878 | 662.5241 | 0.24545 | 0.82174 | 1444 | 1266 |  | 0.45906 | 0.46118 | DOE/Energy Star/MN TRM/Michigan
Residential | Early Retirement CAC SEER 15 | 18 | 8 |  | 218.9538 | 711.6 | 0.39828 | 0.97457 | 1504 | 1266 |  | 0.4958 | 0.49695 | DOE/Energy Star/MN TRM/Michigan
Residential | Early Retirement CAC SEER 16 | 18 | 8 |  | 307.9038 | 800.55 | 0.45315 | 1.0294 | 1523 | 1266 |  | 0.54919 | 0.54956 | DOE/Energy Star/MN TRM/Michigan
Residential | Programmable Tstat CAC | 10 |  |  | 128.088 |  | 0.22925 |  | 30 |  |  | 2.5253 | 2.7343 | New York/DOE/Energy Star/Illinois
Residential | Heat Pump SEER 15 | 18 |  |  | 478.8049 |  | 0.49291 |  | 293.8082 |  |  | 1.1295 | 1.1165 | DOE/Energy Star/MN TRM/Michigan
Residential | Heat Pump SEER 16 | 18 |  |  | 567.7549 |  | 0.49291 |  | 587.6165 |  |  | 0.63453 | 0.62722 | DOE/Energy Star/MN TRM/Michigan
Residential | Early Retirement Heat Pump SEER 15 | 18 | 8 |  | 478.8049 | 3288.7765 | 0.49291 | 1.8827 | 2480.1501 | 2186.3419 |  | 0.99779 | 1.0058 | DOE/Energy Star/MN TRM/Michigan
Residential | Early Retirement Heat Pump SEER 16 | 18 | 8 |  | 567.7549 | 3377.7265 | 0.49291 | 1.8827 | 2773.9584 | 2186.3419 |  | 0.83672 | 0.84296 | DOE/Energy Star/MN TRM/Michigan
Residential | Programmable Tstat | 10 |  |  | 829.08 |  | 0.23328 |  | 30 |  |  | 9.9127 | 10.7331 | New York/DOE/Energy Star/Illinois
Residential | Heat Pump SEER 15 Replace Electric Furnace | 18 |  |  | 15606.4356 |  | 5.5789 |  | 4554 |  |  | 1.8558 | 1.8344 | DOE/Energy Star/MN TRM/Illinois
Residential | ECM Blower Motor | 20 |  |  | 720 |  | 0.0657 |  | 250 |  |  | 1.3866 | 1.3706 | MN TRM
Residential | Ductless Mini-Split HP SEER ≥19 | 18 |  |  | 1789.1668 |  | 0.83827 |  | 716 |  |  | 1.4158 | 1.3995 | Mass/DOE/Michigan
Residential | Ductless Mini-Split AC SEER ≥19 | 18 |  |  | 357.2932 |  | 0.67062 |  | 300 |  |  | 1.0532 | 1.0411 | DOE/Energy Star/MN TRM/Michigan
Residential | Geothermal EER ≥21 | 25 |  |  | 4935.2681 |  | 0.76227 |  | 2313.6581 |  |  | 1.0574 | 1.0452 | Illinois/Energy Star
Residential | Early Retirement Geothermal EER ≥21 | 25 | 8 |  | 4935.2681 | 11172.6997 | 0.76227 | 1.6063 | 4500 | 2186.3419 |  | 1.2857 | 1.2853 | Illinois/Energy Star
Residential | Heat Pump Water Heater | 15 |  |  | 1733.709 |  | 0.082134 |  | 700 |  |  | 1.0696 | 1.0857 | ENERGY STAR/DOE/Michigan/Illinois
Residential | Electric Storage Water Heater EF 0.95 | 15 |  |  | 125.8092 |  | 0.014362 |  | 51.06 |  |  | 1.0981 | 1.1146 | MN TRM/DOE
Residential | Electric Storage Water Heater EF >0.95 | 15 |  |  | 222.4147 |  | 0.02539 |  | 51.06 |  |  | 1.9413 | 1.9704 | MN TRM/DOE
Residential | Water Heater Temperature Setback | 2 |  |  | 50.438 |  | 0.0057538 |  | 5 |  |  | 0.87086 | 0.88392 | Illinois
Residential | School-Based Education | 5 |  |  | 396.9977 |  | 0.040009 |  | 60 |  |  | 1.2836 | 1.3028 | ENERGY STAR/MN TRM
Residential | Window Film | 10 |  |  | 780 |  | 0.548 |  | 664 |  |  | 0.4977 | 0.53889 | Arkansas
C&I | High Bay Fluorescent Fixture w/ HE Electronic Ballast (T5 4-6 lamp) | 15 |  |  | 1021.991 |  | 0.22701 |  | 17.88 |  |  | 26.7485 | 27.1497 | Minnesota
C&I | High Bay Fluorescent Fixture w/ HE Electronic Ballast (T5 8-lamp) | 15 |  |  | 2424.8481 |  | 0.53862 |  | 101.81 |  |  | 11.1459 | 11.3131 | Minnesota
C&I | High Bay Fluorescent Fixture w/ HE Electronic Ballast (T5 10-lamp) | 15 |  |  | 3142.1461 |  | 0.69795 |  | 137.31 |  |  | 10.7089 | 10.8695 | Minnesota
C&I | High Bay Fluorescent Fixture w/ HE Electronic Ballast (T8 6-8 lamp) | 15 |  |  | 1822.0639 |  | 0.40473 |  | 85 |  |  | 10.0315 | 10.1819 | Minnesota
C&I | High Bay Fluorescent Fixture w/ HE Electronic Ballast (T8 12-16 lamp) | 15 |  |  | 2893.0597 |  | 0.64262 |  | 127.5 |  |  | 10.6186 | 10.7779 | Minnesota
C&I | CFL Lamp (≤18W) | 2 |  |  | 280.1271 |  | 0.062223 |  | 74.35 |  |  | 0.34156 | 0.34668 | Minnesota
C&I | CFL Lamp (18-32W) | 2 |  |  | 308.1842 |  | 0.068455 |  | 74.35 |  |  | 0.37577 | 0.3814 | Minnesota
C&I | CFL Lamp (≥33W) | 2 |  |  | 602.9366 |  | 0.13393 |  | 108.23 |  |  | 0.50502 | 0.5126 | Minnesota
C&I | Low-Wattage T8 | 8 |  |  | 38.0866 |  | 0.00846 |  | 2 |  |  | 5.6689 | 5.754 | Illinois/Minnesota
C&I | Ceramic Metal Halide Fixture (≤150W) | 13 |  |  | 355.4751 |  | 0.07896 |  | 72 |  |  | 2.142 | 2.1742 | Minnesota
C&I | Ceramic Metal Halide Fixture (150-250W) | 13 |  |  | 672.8636 |  | 0.14946 |  | 142.12 |  |  | 2.0541 | 2.0849 | Minnesota
C&I | Ceramic Metal Halide Fixture (≥250W) | 13 |  |  | 679.2114 |  | 0.15087 |  | 117 |  |  | 2.5187 | 2.5565 | Minnesota
C&I | Pulse Start Metal Halide Fixture (≤175W) | 15 |  |  | 133.3032 |  | 0.02961 |  | 69.18 |  |  | 0.90174 | 0.91526 | Minnesota
C&I | Pulse Start Metal Halide Fixture (175-320W) | 15 |  |  | 399.9095 |  | 0.08883 |  | 132.12 |  |  | 1.4165 | 1.4377 | Minnesota
C&I | Pulse Start Metal Halide Fixture (320-750W) | 15 |  |  | 545.9082 |  | 0.12126 |  | 108 |  |  | 2.3655 | 2.4009 | Minnesota
C&I | Pulse Start Metal Halide Fixture (≥750W) | 15 |  |  | 1701.2024 |  | 0.37788 |  | 10 |  |  | 79.6115 | 80.8057 | Minnesota
C&I | Energy Star LED Lamp (≤5W) | 8 |  |  | 101.5643 |  | 0.02256 |  | 31.91 |  |  | 0.94749 | 0.9617 | Minnesota
C&I | Energy Star LED Lamp (5-10W) | 8 |  |  | 152.3465 |  | 0.03384 |  | 37.79 |  |  | 1.2001 | 1.2181 | Minnesota
C&I | Energy Star LED Lamp (>10W) | 8 |  |  | 241.2153 |  | 0.05358 |  | 62.96 |  |  | 1.1405 | 1.1576 | Minnesota
C&I | High Performance T8 (1-2 Lamp) | 15 |  |  | 63.4777 |  | 0.0141 |  | 15 |  |  | 1.9804 | 2.0101 | Illinois
C&I | High Performance T8 (3-4 Lamp) | 15 |  |  | 63.4777 |  | 0.0141 |  | 18 |  |  | 1.6503 | 1.6751 | Illinois
C&I | LED Parking Garage/Canopy (<30W) | 16 |  |  | 670.9593 |  | 0.14904 |  | 125 |  |  | 2.5943 | 2.6332 | Illinois
C&I | LED Parking Garage/Canopy (30-75W) | 16 |  |  | 827.7492 |  | 0.18386 |  | 250 |  |  | 1.6003 | 1.6243 | Illinois
C&I | LED Parking Garage/Canopy (≥75W) | 16 |  |  | 1552.6645 |  | 0.34489 |  | 375 |  |  | 2.0012 | 2.0312 | Illinois
C&I | Lighting Optimization - Remove Lamp from T8 System | 15 |  |  | 193.0535 |  | 0.042882 |  | 12 |  |  | 7.5286 | 7.6416 | Minnesota/Illinois
C&I | Lighting Optimization - Remove 2 Lamps from T8 System | 15 |  |  | 386.1069 |  | 0.085764 |  | 24 |  |  | 7.5286 | 7.6416 | Minnesota/Illinois
C&I | T8 (≤4 ft, 1-2 Lamp) | 18 |  |  | 260.2586 |  | 0.05781 |  | 43 |  |  | 3.0928 | 3.0571 | PSC Colorado
C&I | T8 (≤4 ft, 3-4 Lamp) | 18 |  |  | 399.9095 |  | 0.08883 |  | 55 |  |  | 3.7154 | 3.6726 | PSC Colorado
C&I | T8 (5-8 ft, 1-2 Lamp) | 18 |  |  | 380.8662 |  | 0.0846 |  | 93 |  |  | 2.0927 | 2.0686 | PSC Colorado
C&I | LED Linear Replacement Lamp (≤4ft) | 16 |  |  | 285.6497 |  | 0.06345 |  | 9.5 |  |  | 14.5327 | 14.7507 | PSC Colorado
C&I | LED Linear Replacement Lamp (5-8ft) | 16 |  |  | 349.1273 |  | 0.07755 |  | 9.5 |  |  | 17.7622 | 18.0286 | PSC Colorado
C&I | Fluorescent Fixture Specular Reflector 4-ft | 15 |  |  | 0 |  | 0 |  | 30 |  |  | 0 | 0
C&I | Fluorescent Fixture Specular Reflector two 4-ft | 15 |  |  | 0 |  | 0 |  | 30 |  |  | 0 | 0
C&I | Fluorescent Fixture Specular Reflector 8-ft | 15 |  |  | 0 |  | 0 |  | 50 |  |  | 0 | 0
C&I | Fluorescent Fixture Specular Reflector two 8-ft | 15 |  |  | 0 |  | 0 |  | 50 |  |  | 0 | 0
C&I | Multi-CFL Fixture | [10 empty] | n/a | n/a | PSC Colorado
C&I | Indirect Fixture | [10 empty] | n/a | n/a
C&I | Ceiling Mount Occupancy | 8 |  |  | 362.793 |  | 0.011586 |  | 125 |  |  | 0.79144 | 0.80331 | PSC Colorado
C&I | Wall Mount Occupancy | 8 |  |  | 362.793 |  | 0.011586 |  | 55 |  |  | 1.7987 | 1.8257 | PSC Colorado
C&I | Fixture Mount Occupancy | 8 |  |  | 362.793 |  | 0.011586 |  | 55 |  |  | 1.7987 | 1.8257 | PSC Colorado
C&I | Fixture Mount Photo Sensor | 8 |  |  | 423.987 |  | 0.022567 |  | 65 |  |  | 1.797 | 1.8239 | PSC Colorado
C&I | Exit Sign | 15 |  |  | 551.1792 |  | 0.06204 |  | 25 |  |  | 9.8184 | 9.9657 | PSC Colorado/Illinois/Michigan/Arkansas
C&I | CAC 65 - 135 kBtuh | 15 |  |  | 190.0641 |  | 0.29263 |  | 700 |  |  | 0.20097 | 0.20399 | Illinois/CEE/Michigan
C&I | CAC 135 - 240 kBtuh | 15 |  |  | 387.0396 |  | 0.5959 |  | 1000 |  |  | 0.28648 | 0.29077 | Illinois/CEE/Michigan
C&I | CAC 240 - 760 kBtuh | 15 |  |  | 677.7143 |  | 1.0434 |  | 2000 |  |  | 0.25081 | 0.25458 | Illinois/CEE/Michigan
C&I | CAC >760 kBtuh | 15 |  |  | 938.6233 |  | 1.4451 |  | 6333.3333 |  |  | 0.1097 | 0.11134 | Illinois/CEE/Michigan
C&I | Split Package Heat Pump | 15 |  |  | 1980.5518 |  | 0.30099 |  | 370 |  |  | 2.4274 | 2.4638 | Illinois/CEE/Michigan
C&I | Single System Heat Pump | 15 |  |  | 906.7283 |  | 0.30099 |  | 370 |  |  | 1.2024 | 1.2205 | Illinois/CEE/Michigan
C&I | Heat Pump 65 < 135 kBtuh | 15 |  |  | 1863.0421 |  | 0.062811 |  | 700 |  |  | 1.1419 | 1.159 | Illinois/CEE/Michigan
C&I | Heat Pump 135 < 240 kBtuh | 15 |  |  | 184.7672 |  | 0.28447 |  | 1000 |  |  | 0.13676 | 0.13881 | Illinois/CEE/Michigan
C&I | Heat Pump >240 kBtuh | 15 |  |  | 889.9635 |  | 1.3702 |  | 2000 |  |  | 0.32936 | 0.3343 | Illinois/CEE/Michigan
C&I | Geothermal Heat Pump | 15 |  |  | 22212.789 |  | 2.0963 |  | 4100 |  |  | 2.3924 | 2.4282 | Vision DSM/Illinois
C&I | Electric Storage Water Heater (>50 gallons) | 5 |  |  | 1780.85 |  | 0.2 |  | 1050 |  |  | 0.33079 | 0.33575 | Illinois/Michigan
C&I | Heat Pump Water Heater | 15 |  |  | 1733.709 |  | 0.082134 |  | 700 |  |  | 1.0696 | 1.0857 | Illinois/Michigan
C&I | ODC Motor | 15 |  |  | 353.7219 |  | 0.080391 |  | 115 |  |  | 1.4427 | 1.4643 | Vision DSM/Ohio
C&I | TEFC Motor | 15 |  |  | 249.2132 |  | 0.056639 |  | 115 |  |  | 1.0164 | 1.0317 | Vision DSM/Ohio
C&I | Chiller | 20 |  |  | 2679.6695 |  | 1.8414 |  | 6350 |  |  | 0.25991 | 0.25691 | Arkansas/Michigan/ASHRAE/Illinios
C&I | C&I Custom | 15 |  |  | 43177.338 |  | 10.7108 |  | 7940.9 |  |  | 2.5737 | 2.6123 | BHP South Dakota
Residential | Residential Audits | [10 empty] | n/a | n/a
| Avg kWh / Residential Customer | 9446.6738
see 'BHP-SD Customer Stats_EES as percentage of Revenue' from Don Martinex Feb 3, 2014
ACEEE | American Council for and Energy-Efficient Economy. Water Heating. http://aceee.org/consumer/water-heating
Arkansas | Frontier Associates, LLC (2010). Arkansas Comprehensive Programs Deemed Savings. Prepared by Nexant.
CEE | Consortium for Energy Efficiency. High-Efficiency Commercial Air Conditioning and Heat Pump Initiative. http://www.cee1.org/com/hecac/hecac-main.php3
CT | Connecticut Energy Efficiency Fund. Connecticut Program Savings Documentation for 2012 Program Year.
DOE | U.S. Department of Energy. Building Technologies Program: Residential Products. www1.eere.energy.gov/buildings/appliance_standards/residential_products.html
ENERGY STAR | ENERGY STAR. Revisions to Existing Specifications. www.energystar.gov/; ENERGY STAR. Qualified Product Savings Calculator. https://www.energystar.gov/index.cfm?c=products.pr_find_es_products
Illinois | State of Illinois. Energy Efficiency Technical Reference Manual (2012).
Mass | Mass Save (2010). Massachusetts Technical Reference Manual for Estimating Savings from Energy Efficiency Measures. 2011 Program Year.
Michigan | Michigan Public Service Commission (2013). Michigan Energy Measures Database. Prepared by Morgan Marketing Partners.
MN TRM | Minnesota Department of Commerce. State of Minnesota Technical Reference Manual for Energy Conservation Improvement Programs. (Version 1.0) Effective January 1 to December 31, 2014.
New York | New York Standard Approach for Estimating Energy Savings from Energy Efficiency Programs (October 15, 2010).
NMR | NMR Group, Inc. (2011). Massachusetts Appliance Turn-In Program Impact Evaluation.
NYSERDA | NYSERDA (2011). Advanced Power Strip Research Report. Prepared by Lockheed Martin and Energy Solutions.
Ohio | Public Utilities Commission of Ohio (2010). State of Ohio Energy Efficiency Technical Reference Manual. Prepared by Vermont Energy Investment Corporation.
PSC Colorado | Public Service Company of Colorado. (February 2012). 2012/2013 Demand-Side Management Plan: Electric & Natural Gas. Docket No. 11A-631EG.
|  | App Count | Equipment Quantity | Total Gross kW | Total Gross kWh | Total Incentives
| C&I Prescriptive | 30 | 722 | 321.323 | 1295320.14 | 119113.5
|  |  |  | 10.7108 | 43177.338 | 3970.45

## 2015 Screen
| Year | 2015
|  |  |  | Annual Savings | [6 empty] | NPV (Current Avoided Costs) |  |  | Incremental Cost | [9 empty] | Avoided Energy Savings | [19 empty] | Avoided Demand Savings
Sector | Measure | Measure Life | Remaining Life | kWh | Ret. kWh | kW | Ret. kW | Incremental Cost per Unit | Future Avoided Cost | TRC | Avoided Energy Costs | Avoided Demand Costs | Incremental Cost | 2015 | 2016 | 2017 | 2018 | 2019 | 2020 | 2021 | 2022 | 2023 | 2024 | 2015 | 2016 | 2017 | 2018 | 2019 | 2020 | 2021 | 2022 | 2023 | 2024 | 2025 | 2025 | 2026 | 2027 | 2028 | 2029 | 2030 | 2031 | 2032 | 2033 | 2015 | 2016 | 2017 | 2018 | 2019 | 2020 | 2021 | 2022 | 2023 | 2024 | 2025 | 2025 | 2026 | 2027 | 2028 | 2029 | 2030 | 2031 | 2032 | 2033
Residential | LED | 10 | 0 | 40.1182 | 0 | 0.004717 | 0 | 10 | 0 | 1.2775 | 12.0801 | 0.69525 | 10 | 10 | 0 | 0 | 0 | 0 | 0 | 0 | 0 | 0 | 0 | 1.6212 | 1.6455 | 1.6702 | 1.6952 | 1.7206 | 1.7464 | 1.7726 | 1.7992 | 1.8262 | 1.8536 | 0 | 0 | 0 | 0 | 0 | 0 | 0 | 0 | 0 | 0 | 0.093303 | 0.094702 | 0.096123 | 0.097565 | 0.099028 | 0.10051 | 0.10202 | 0.10355 | 0.1051 | 0.10668 | 0 | 0 | 0 | 0 | 0 | 0 | 0 | 0 | 0 | 0
Residential | ENERGY STAR Fixture | 9.4 | 0 | 76.0135 | 0 | 0.0089375 | 0 | 15 | 0 | 1.6137 | 22.8886 | 1.3173 | 15 | 15 | 0 | 0 | 0 | 0 | 0 | 0 | 0 | 0 | 0 | 3.0717 | 3.1177 | 3.1645 | 3.212 | 3.2602 | 3.3091 | 3.3587 | 3.4091 | 3.4602 | 3.5121 | 0 | 0 | 0 | 0 | 0 | 0 | 0 | 0 | 0 | 0 | 0.17678 | 0.17944 | 0.18213 | 0.18486 | 0.18763 | 0.19045 | 0.1933 | 0.1962 | 0.19915 | 0.20213 | 0 | 0 | 0 | 0 | 0 | 0 | 0 | 0 | 0 | 0
Residential | ENERGY STAR Dehumidifier | 12 | 0 | 168.6462 | 0 | 0.038518 | 0 | 60 | 0 | 1.117 | 60.2819 | 6.7393 | 60 | 60 | 0 | 0 | 0 | 0 | 0 | 0 | 0 | 0 | 0 | 6.8149 | 6.9171 | 7.0209 | 7.1262 | 7.2331 | 7.3416 | 7.4517 | 7.5635 | 7.6769 | 7.7921 | 7.909 | 8.0276 | 8.148 | 0 | 0 | 0 | 0 | 0 | 0 | 0 | 0.76189 | 0.77331 | 0.78491 | 0.79669 | 0.80864 | 0.82077 | 0.83308 | 0.84557 | 0.85826 | 0.87113 | 0.8842 | 0.89746 | 0.91092 | 0 | 0 | 0 | 0 | 0 | 0 | 0
Residential | ENERGY STAR Clothes Washer | 14 | 0 | 211.9349 | 0 | 0.0273 | 0 | 210 | 0 | 0.41729 | 82.4329 | 5.1976 | 210 | 210 | 0 | 0 | 0 | 0 | 0 | 0 | 0 | 0 | 0 | 8.5642 | 8.6926 | 8.823 | 8.9554 | 9.0897 | 9.226 | 9.3644 | 9.5049 | 9.6475 | 9.7922 | 9.9391 | 10.0882 | 10.2395 | 10.3931 | 10.549 | 0 | 0 | 0 | 0 | 0 | 0.54 | 0.5481 | 0.55632 | 0.56466 | 0.57313 | 0.58173 | 0.59045 | 0.59931 | 0.6083 | 0.61743 | 0.62669 | 0.63609 | 0.64563 | 0.65531 | 0.66514 | 0 | 0 | 0 | 0 | 0
Residential | ENERGY STAR Clothes Dryer | 14 | 0 | 175.1001 | 0 | 0.030074 | 0 | 152 | 0 | 0.48573 | 68.1059 | 5.7257 | 152 | 152 | 0 | 0 | 0 | 0 | 0 | 0 | 0 | 0 | 0 | 7.0757 | 7.1818 | 7.2896 | 7.3989 | 7.5099 | 7.6225 | 7.7369 | 7.8529 | 7.9707 | 8.0903 | 8.2116 | 8.3348 | 8.4598 | 8.5867 | 8.7155 | 0 | 0 | 0 | 0 | 0 | 0.59486 | 0.60378 | 0.61284 | 0.62203 | 0.63136 | 0.64083 | 0.65044 | 0.6602 | 0.6701 | 0.68015 | 0.69036 | 0.70071 | 0.71122 | 0.72189 | 0.73272 | 0 | 0 | 0 | 0 | 0
Residential | ENERGY STAR Refrigerator | 12 | 0 | 46.38 | 0 | 0.0069906 | 0 | 40 | 0 | 0.44504 | 16.5783 | 1.2231 | 40 | 40 | 0 | 0 | 0 | 0 | 0 | 0 | 0 | 0 | 0 | 1.8742 | 1.9023 | 1.9308 | 1.9598 | 1.9892 | 2.019 | 2.0493 | 2.0801 | 2.1113 | 2.1429 | 2.1751 | 2.2077 | 2.2408 | 0 | 0 | 0 | 0 | 0 | 0 | 0 | 0.13827 | 0.14035 | 0.14245 | 0.14459 | 0.14676 | 0.14896 | 0.15119 | 0.15346 | 0.15576 | 0.1581 | 0.16047 | 0.16288 | 0.16532 | 0 | 0 | 0 | 0 | 0 | 0 | 0
Residential | Recycle and Replace - ENERGY STAR Refrigerator | 12 | 4 | 46.38 | 436.4859 | 0.0069906 | 0.065789 | 451 | 390 | 0.53167 | 73.5376 | 5.4255 | 148.5184 | 451 | 0 | 0 | -390 | 0 | 0 | 0 | 0 | 0 | 0 | 17.6382 | 17.9027 | 18.1713 | 18.4438 | 1.9892 | 2.019 | 2.0493 | 2.0801 | 2.1113 | 2.1429 | 2.1751 | 2.2077 | 2.2408 | 0 | 0 | 0 | 0 | 0 | 0 | 0 | 1.3013 | 1.3208 | 1.3406 | 1.3607 | 0.14676 | 0.14896 | 0.15119 | 0.15346 | 0.15576 | 0.1581 | 0.16047 | 0.16288 | 0.16532 | 0 | 0 | 0 | 0 | 0 | 0 | 0
Residential | CEE Tier 2 Refrigerator | 12 | 0 | 69.4013 | 0 | 0.01046 | 0 | 140 | 0 | 0.19027 | 24.8072 | 1.8302 | 140 | 140 | 0 | 0 | 0 | 0 | 0 | 0 | 0 | 0 | 0 | 2.8045 | 2.8465 | 2.8892 | 2.9326 | 2.9766 | 3.0212 | 3.0665 | 3.1125 | 3.1592 | 3.2066 | 3.2547 | 3.3035 | 3.3531 | 0 | 0 | 0 | 0 | 0 | 0 | 0 | 0.20691 | 0.21001 | 0.21316 | 0.21636 | 0.2196 | 0.2229 | 0.22624 | 0.22964 | 0.23308 | 0.23658 | 0.24013 | 0.24373 | 0.24738 | 0 | 0 | 0 | 0 | 0 | 0 | 0
Residential | ENERGY STAR Freezer | 11 | 0 | 31.8675 | 0 | 0.003456 | 0 | 35 | 0 | 0.32597 | 10.8338 | 0.5751 | 35 | 35 | 0 | 0 | 0 | 0 | 0 | 0 | 0 | 0 | 0 | 1.2877 | 1.3071 | 1.3267 | 1.3466 | 1.3668 | 1.3873 | 1.4081 | 1.4292 | 1.4506 | 1.4724 | 1.4945 | 1.5169 | 0 | 0 | 0 | 0 | 0 | 0 | 0 | 0 | 0.068359 | 0.069384 | 0.070425 | 0.071481 | 0.072554 | 0.073642 | 0.074746 | 0.075868 | 0.077006 | 0.078161 | 0.079333 | 0.080523 | 0 | 0 | 0 | 0 | 0 | 0 | 0 | 0
Residential | ES Dishwasher (Electric DHW) | 10 | 0 | 12.564 | 0 | 0.0060404 | 0 | 50 | 0 | 0.09347 | 3.7832 | 0.8903 | 50 | 50 | 0 | 0 | 0 | 0 | 0 | 0 | 0 | 0 | 0 | 0.5077 | 0.51532 | 0.52305 | 0.5309 | 0.53886 | 0.54694 | 0.55515 | 0.56347 | 0.57193 | 0.5805 | 0 | 0 | 0 | 0 | 0 | 0 | 0 | 0 | 0 | 0 | 0.11948 | 0.12127 | 0.12309 | 0.12494 | 0.12681 | 0.12871 | 0.13064 | 0.1326 | 0.13459 | 0.13661 | 0 | 0 | 0 | 0 | 0 | 0 | 0 | 0 | 0 | 0
Residential | ES Dishwasher (Gas DHW) | 10 | 0 | 5.5282 | 0 | 0.0026578 | 0 | 50 | 0 | 0.041127 | 1.6646 | 0.39173 | 50 | 50 | 0 | 0 | 0 | 0 | 0 | 0 | 0 | 0 | 0 | 0.22339 | 0.22674 | 0.23014 | 0.23359 | 0.2371 | 0.24065 | 0.24426 | 0.24793 | 0.25165 | 0.25542 | 0 | 0 | 0 | 0 | 0 | 0 | 0 | 0 | 0 | 0 | 0.052571 | 0.053359 | 0.05416 | 0.054972 | 0.055797 | 0.056634 | 0.057483 | 0.058345 | 0.05922 | 0.060109 | 0 | 0 | 0 | 0 | 0 | 0 | 0 | 0 | 0 | 0
Residential | ENERGY STAR Room Air Conditioner | 12 | 0 | 56.4899 | 0 | 0.085735 | 0 | 200 | 0 | 0.17596 | 20.1921 | 15.0007 | 200 | 200 | 0 | 0 | 0 | 0 | 0 | 0 | 0 | 0 | 0 | 2.2827 | 2.317 | 2.3517 | 2.387 | 2.4228 | 2.4591 | 2.496 | 2.5335 | 2.5715 | 2.61 | 2.6492 | 2.6889 | 2.7293 | 0 | 0 | 0 | 0 | 0 | 0 | 0 | 1.6958 | 1.7213 | 1.7471 | 1.7733 | 1.7999 | 1.8269 | 1.8543 | 1.8821 | 1.9104 | 1.939 | 1.9681 | 1.9976 | 2.0276 | 0 | 0 | 0 | 0 | 0 | 0 | 0
Residential | Advanced Power Strip | 10 | 0 | 78.6297 | 0 | 0.01103 | 0 | 20 | 0 | 1.2651 | 23.6764 | 1.6257 | 20 | 20 | 0 | 0 | 0 | 0 | 0 | 0 | 0 | 0 | 0 | 3.1774 | 3.225 | 3.2734 | 3.3225 | 3.3724 | 3.4229 | 3.4743 | 3.5264 | 3.5793 | 3.633 | 0 | 0 | 0 | 0 | 0 | 0 | 0 | 0 | 0 | 0 | 0.21816 | 0.22144 | 0.22476 | 0.22813 | 0.23155 | 0.23503 | 0.23855 | 0.24213 | 0.24576 | 0.24945 | 0 | 0 | 0 | 0 | 0 | 0 | 0 | 0 | 0 | 0
Residential | Refrigerator Recycle | 8 | 0 | 1349.583 | 0 | 0.15406 | 0 | 93 | 0 | 3.9293 | 346.0881 | 19.3386 | 93 | 93 | 0 | 0 | 0 | 0 | 0 | 0 | 0 | 0 | 0 | 54.5359 | 55.3539 | 56.1843 | 57.027 | 57.8824 | 58.7507 | 59.6319 | 60.5264 | 0 | 0 | 0 | 0 | 0 | 0 | 0 | 0 | 0 | 0 | 0 | 0 | 3.0473 | 3.0931 | 3.1395 | 3.1865 | 3.2343 | 3.2829 | 3.3321 | 3.3821 | 0 | 0 | 0 | 0 | 0 | 0 | 0 | 0 | 0 | 0 | 0 | 0
Residential | Freezer Recycle | 8 | 0 | 1156.935 | 0 | 0.13207 | 0 | 93 | 0 | 3.3684 | 296.6853 | 16.5781 | 93 | 93 | 0 | 0 | 0 | 0 | 0 | 0 | 0 | 0 | 0 | 46.7511 | 47.4524 | 48.1642 | 48.8866 | 49.6199 | 50.3642 | 51.1197 | 51.8865 | 0 | 0 | 0 | 0 | 0 | 0 | 0 | 0 | 0 | 0 | 0 | 0 | 2.6123 | 2.6515 | 2.6913 | 2.7317 | 2.7727 | 2.8142 | 2.8565 | 2.8993 | 0 | 0 | 0 | 0 | 0 | 0 | 0 | 0 | 0 | 0 | 0 | 0
Residential | Air Sealing (Electric Heat) | 15 | 0 | 1407.486 | 0 | 0.59893 | 0 | 272 | 0 | 2.5206 | 567.4041 | 118.1858 | 272 | 272 | 0 | 0 | 0 | 0 | 0 | 0 | 0 | 0 | 0 | 56.8757 | 57.7289 | 58.5948 | 59.4737 | 60.3658 | 61.2713 | 62.1904 | 63.1232 | 64.0701 | 65.0312 | 66.0066 | 66.9967 | 68.0017 | 69.0217 | 70.057 | 71.1079 | 0 | 0 | 0 | 0 | 11.8468 | 12.0245 | 12.2048 | 12.3879 | 12.5737 | 12.7623 | 12.9538 | 13.1481 | 13.3453 | 13.5455 | 13.7487 | 13.9549 | 14.1642 | 14.3767 | 14.5923 | 14.8112 | 0 | 0 | 0 | 0
Residential | Air Sealing (Gas Heat) | 15 | 0 | 59.8233 | 0 | 0.092307 | 0 | 272 | 0 | 0.15563 | 24.1168 | 18.215 | 272 | 272 | 0 | 0 | 0 | 0 | 0 | 0 | 0 | 0 | 0 | 2.4174 | 2.4537 | 2.4905 | 2.5279 | 2.5658 | 2.6043 | 2.6433 | 2.683 | 2.7232 | 2.7641 | 2.8055 | 2.8476 | 2.8903 | 2.9337 | 2.9777 | 3.0223 | 0 | 0 | 0 | 0 | 1.8258 | 1.8532 | 1.881 | 1.9092 | 1.9379 | 1.967 | 1.9965 | 2.0264 | 2.0568 | 2.0876 | 2.119 | 2.1507 | 2.183 | 2.2158 | 2.249 | 2.2827 | 0 | 0 | 0 | 0
Residential | Attic Insulation | 20 | 0 | 539.2962 | 0 | 0.22949 | 0 | 575.25 | 0 | 0.49863 | 237.3908 | 49.4467 | 575.25 | 575.25 | 0 | 0 | 0 | 0 | 0 | 0 | 0 | 0 | 0 | 21.7927 | 22.1196 | 22.4513 | 22.7881 | 23.1299 | 23.4769 | 23.829 | 24.1865 | 24.5493 | 24.9175 | 25.2913 | 25.6706 | 26.0557 | 26.4465 | 26.8432 | 27.2459 | 27.6546 | 28.0694 | 28.4904 | 0 | 4.5392 | 4.6073 | 4.6764 | 4.7466 | 4.8178 | 4.8901 | 4.9634 | 5.0379 | 5.1134 | 5.1901 | 5.268 | 5.347 | 5.4272 | 5.5086 | 5.5912 | 5.6751 | 5.7602 | 5.8466 | 5.9343 | 0
Residential | Wall Insulation | 20 | 0 | 5069.6315 | 0 | 2.1573 | 0 | 1011.7707 | 0 | 2.665 | 2231.5826 | 464.8212 | 1011.7707 | 1011.7707 | 0 | 0 | 0 | 0 | 0 | 0 | 0 | 0 | 0 | 204.861 | 207.934 | 211.053 | 214.2188 | 217.432 | 220.6935 | 224.0039 | 227.364 | 230.7744 | 234.2361 | 237.7496 | 241.3158 | 244.9356 | 248.6096 | 252.3388 | 256.1238 | 259.9657 | 263.8652 | 267.8232 | 0 | 42.671 | 43.311 | 43.9607 | 44.6201 | 45.2894 | 45.9687 | 46.6583 | 47.3581 | 48.0685 | 48.7895 | 49.5214 | 50.2642 | 51.0182 | 51.7834 | 52.5602 | 53.3486 | 54.1488 | 54.9611 | 55.7855 | 0
Residential | Faucet Aerator - Kitchen | 9 | 0 | 266.5067 | 0 | 0.029762 | 0 | 8 | 0 | 9.822 | 74.5036 | 4.0727 | 8 | 8 | 0 | 0 | 0 | 0 | 0 | 0 | 0 | 0 | 0 | 10.7694 | 10.9309 | 11.0949 | 11.2613 | 11.4302 | 11.6017 | 11.7757 | 11.9524 | 12.1316 | 0 | 0 | 0 | 0 | 0 | 0 | 0 | 0 | 0 | 0 | 0 | 0.5887 | 0.59753 | 0.60649 | 0.61559 | 0.62482 | 0.63419 | 0.64371 | 0.65336 | 0.66316 | 0 | 0 | 0 | 0 | 0 | 0 | 0 | 0 | 0 | 0 | 0
Residential | Faucet Aerator - Bathroom | 9 | 0 | 113.0064 | 0 | 0.01262 | 0 | 8 | 0 | 4.1648 | 31.5916 | 1.7269 | 8 | 8 | 0 | 0 | 0 | 0 | 0 | 0 | 0 | 0 | 0 | 4.5665 | 4.635 | 4.7045 | 4.7751 | 4.8467 | 4.9194 | 4.9932 | 5.0681 | 5.1442 | 0 | 0 | 0 | 0 | 0 | 0 | 0 | 0 | 0 | 0 | 0 | 0.24962 | 0.25337 | 0.25717 | 0.26103 | 0.26494 | 0.26892 | 0.27295 | 0.27704 | 0.2812 | 0 | 0 | 0 | 0 | 0 | 0 | 0 | 0 | 0 | 0 | 0
Residential | Low Flow Showerhead | 10 | 0 | 142.1774 | 0 | 0.010401 | 0 | 12 | 0 | 3.6954 | 42.8114 | 1.5331 | 12 | 12 | 0 | 0 | 0 | 0 | 0 | 0 | 0 | 0 | 0 | 5.7453 | 5.8315 | 5.919 | 6.0077 | 6.0979 | 6.1893 | 6.2822 | 6.3764 | 6.472 | 6.5691 | 0 | 0 | 0 | 0 | 0 | 0 | 0 | 0 | 0 | 0 | 0.20574 | 0.20883 | 0.21196 | 0.21514 | 0.21836 | 0.22164 | 0.22496 | 0.22834 | 0.23176 | 0.23524 | 0 | 0 | 0 | 0 | 0 | 0 | 0 | 0 | 0 | 0
Residential | Water Heater Tank Wrap | 5 | 0 | 149.721 | 0 | 0.017171 | 0 | 10 | 0 | 2.7921 | 26.4366 | 1.4841 | 10 | 10 | 0 | 0 | 0 | 0 | 0 | 0 | 0 | 0 | 0 | 6.0501 | 6.1409 | 6.233 | 6.3265 | 6.4214 | 0 | 0 | 0 | 0 | 0 | 0 | 0 | 0 | 0 | 0 | 0 | 0 | 0 | 0 | 0 | 0.33964 | 0.34473 | 0.3499 | 0.35515 | 0.36048 | 0 | 0 | 0 | 0 | 0 | 0 | 0 | 0 | 0 | 0 | 0 | 0 | 0 | 0 | 0
Residential | Hot Water Pipe Insulation | 15 | 0 | 141.8889 | 0 | 0.016197 | 0 | 15 | 0 | 4.0264 | 57.2001 | 3.1962 | 15 | 15 | 0 | 0 | 0 | 0 | 0 | 0 | 0 | 0 | 0 | 5.7337 | 5.8197 | 5.907 | 5.9956 | 6.0855 | 6.1768 | 6.2694 | 6.3635 | 6.4589 | 6.5558 | 6.6541 | 6.754 | 6.8553 | 6.9581 | 7.0625 | 7.1684 | 0 | 0 | 0 | 0 | 0.32038 | 0.32519 | 0.33007 | 0.33502 | 0.34004 | 0.34514 | 0.35032 | 0.35558 | 0.36091 | 0.36632 | 0.37182 | 0.3774 | 0.38306 | 0.3888 | 0.39463 | 0.40055 | 0 | 0 | 0 | 0
Residential | CAC/ASHP Tune-Up | 2 | 0 | 111.7568 | 0 | 0.073745 | 0 | 175 | 0 | 0.06598 | 8.7275 | 2.819 | 175 | 175 | 0 | 0 | 0 | 0 | 0 | 0 | 0 | 0 | 0 | 4.516 | 4.5838 | 0 | 0 | 0 | 0 | 0 | 0 | 0 | 0 | 0 | 0 | 0 | 0 | 0 | 0 | 0 | 0 | 0 | 0 | 1.4587 | 1.4806 | 0 | 0 | 0 | 0 | 0 | 0 | 0 | 0 | 0 | 0 | 0 | 0 | 0 | 0 | 0 | 0 | 0 | 0
Residential | CAC SEER 14.5 | 18 | 0 | 177.8622 | 0 | 0.25699 | 0 | 178 | 0 | 0.75093 | 78.2925 | 55.3729 | 178 | 178 | 0 | 0 | 0 | 0 | 0 | 0 | 0 | 0 | 0 | 7.1873 | 7.2951 | 7.4046 | 7.5156 | 7.6284 | 7.7428 | 7.8589 | 7.9768 | 8.0965 | 8.2179 | 8.3412 | 8.4663 | 8.5933 | 8.7222 | 8.853 | 8.9858 | 9.1206 | 9.2574 | 9.3963 | 0 | 5.0833 | 5.1595 | 5.2369 | 5.3155 | 5.3952 | 5.4761 | 5.5583 | 5.6417 | 5.7263 | 5.8122 | 5.8994 | 5.9878 | 6.0777 | 6.1688 | 6.2614 | 6.3553 | 6.4506 | 6.5474 | 6.6456 | 0
Residential | CAC SEER 15 | 18 | 0 | 229.2447 | 0 | 0.417 | 0 | 238 | 0 | 0.80152 | 100.9104 | 89.8504 | 238 | 238 | 0 | 0 | 0 | 0 | 0 | 0 | 0 | 0 | 0 | 9.2637 | 9.4026 | 9.5436 | 9.6868 | 9.8321 | 9.9796 | 10.1293 | 10.2812 | 10.4354 | 10.592 | 10.7508 | 10.9121 | 11.0758 | 11.2419 | 11.4106 | 11.5817 | 11.7554 | 11.9318 | 12.1107 | 0 | 8.2483 | 8.3721 | 8.4976 | 8.6251 | 8.7545 | 8.8858 | 9.0191 | 9.1544 | 9.2917 | 9.4311 | 9.5725 | 9.7161 | 9.8619 | 10.0098 | 10.1599 | 10.3123 | 10.467 | 10.624 | 10.7834 | 0
Residential | CAC SEER 16 | 18 | 0 | 322.3753 | 0 | 0.47444 | 0 | 257 | 0 | 0.94993 | 141.9052 | 102.227 | 257 | 257 | 0 | 0 | 0 | 0 | 0 | 0 | 0 | 0 | 0 | 13.027 | 13.2224 | 13.4208 | 13.6221 | 13.8264 | 14.0338 | 14.2443 | 14.458 | 14.6748 | 14.895 | 15.1184 | 15.3452 | 15.5753 | 15.809 | 16.0461 | 16.2868 | 16.5311 | 16.7791 | 17.0307 | 0 | 9.3845 | 9.5253 | 9.6682 | 9.8132 | 9.9604 | 10.1098 | 10.2614 | 10.4154 | 10.5716 | 10.7302 | 10.8911 | 11.0545 | 11.2203 | 11.3886 | 11.5594 | 11.7328 | 11.9088 | 12.0874 | 12.2688 | 0
Residential | Early Retirement CAC SEER 14.5 | 18 | 8 | 177.8622 | 693.6628 | 0.25699 | 0.86036 | 1444 | 1266 | 0.45906 | 210.5648 | 131.111 | 744.2966 | 1444 | 0 | 0 | 0 | 0 | 0 | 0 | -1266 | 0 | 0 | 28.0305 | 28.451 | 28.8778 | 29.3109 | 29.7506 | 30.1968 | 30.6498 | 31.1095 | 8.0965 | 8.2179 | 8.3412 | 8.4663 | 8.5933 | 8.7222 | 8.853 | 8.9858 | 9.1206 | 9.2574 | 9.3963 | 0 | 17.0179 | 17.2732 | 17.5323 | 17.7953 | 18.0622 | 18.3332 | 18.6081 | 18.8873 | 5.7263 | 5.8122 | 5.8994 | 5.9878 | 6.0777 | 6.1688 | 6.2614 | 6.3553 | 6.4506 | 6.5474 | 6.6456 | 0
Residential | Early Retirement CAC SEER 15 | 18 | 8 | 229.2447 | 745.0452 | 0.417 | 1.0204 | 1504 | 1266 | 0.4958 | 233.1827 | 165.5885 | 804.2966 | 1504 | 0 | 0 | 0 | 0 | 0 | 0 | -1266 | 0 | 0 | 30.1069 | 30.5585 | 31.0168 | 31.4821 | 31.9543 | 32.4336 | 32.9202 | 33.414 | 10.4354 | 10.592 | 10.7508 | 10.9121 | 11.0758 | 11.2419 | 11.4106 | 11.5817 | 11.7554 | 11.9318 | 12.1107 | 0 | 20.183 | 20.4857 | 20.793 | 21.1049 | 21.4215 | 21.7428 | 22.069 | 22.4 | 9.2917 | 9.4311 | 9.5725 | 9.7161 | 9.8619 | 10.0098 | 10.1599 | 10.3123 | 10.467 | 10.624 | 10.7834 | 0
Residential | Early Retirement CAC SEER 16 | 18 | 8 | 322.3753 | 838.1758 | 0.47444 | 1.0778 | 1523 | 1266 | 0.54919 | 274.1775 | 177.965 | 823.2966 | 1523 | 0 | 0 | 0 | 0 | 0 | 0 | -1266 | 0 | 0 | 33.8702 | 34.3783 | 34.894 | 35.4174 | 35.9486 | 36.4879 | 37.0352 | 37.5907 | 14.6748 | 14.895 | 15.1184 | 15.3452 | 15.5753 | 15.809 | 16.0461 | 16.2868 | 16.5311 | 16.7791 | 17.0307 | 0 | 21.3192 | 21.639 | 21.9635 | 22.293 | 22.6274 | 22.9668 | 23.3113 | 23.661 | 10.5716 | 10.7302 | 10.8911 | 11.0545 | 11.2203 | 11.3886 | 11.5594 | 11.7328 | 11.9088 | 12.0874 | 12.2688 | 0
Residential | Programmable Tstat CAC | 10 | 0 | 134.1081 | 0 | 0.24002 | 0 | 30 | 0 | 2.5253 | 40.3817 | 35.3769 | 30 | 30 | 0 | 0 | 0 | 0 | 0 | 0 | 0 | 0 | 0 | 5.4192 | 5.5005 | 5.583 | 5.6668 | 5.7518 | 5.8381 | 5.9256 | 6.0145 | 6.1047 | 6.1963 | 0 | 0 | 0 | 0 | 0 | 0 | 0 | 0 | 0 | 0 | 4.7476 | 4.8188 | 4.8911 | 4.9645 | 5.0389 | 5.1145 | 5.1912 | 5.2691 | 5.3481 | 5.4283 | 0 | 0 | 0 | 0 | 0 | 0 | 0 | 0 | 0 | 0
Residential | Heat Pump SEER 15 | 18 | 0 | 501.3088 | 0 | 0.51608 | 0 | 293.8082 | 0 | 1.1295 | 220.6693 | 111.1971 | 293.8082 | 293.8082 | 0 | 0 | 0 | 0 | 0 | 0 | 0 | 0 | 0 | 20.2576 | 20.5615 | 20.8699 | 21.1829 | 21.5007 | 21.8232 | 22.1505 | 22.4828 | 22.8201 | 23.1624 | 23.5098 | 23.8624 | 24.2204 | 24.5837 | 24.9524 | 25.3267 | 25.7066 | 26.0922 | 26.4836 | 0 | 10.208 | 10.3611 | 10.5165 | 10.6743 | 10.8344 | 10.9969 | 11.1619 | 11.3293 | 11.4992 | 11.6717 | 11.8468 | 12.0245 | 12.2049 | 12.3879 | 12.5737 | 12.7624 | 12.9538 | 13.1481 | 13.3453 | 0
Residential | Heat Pump SEER 16 | 18 | 0 | 594.4394 | 0 | 0.51608 | 0 | 587.6165 | 0 | 0.63453 | 261.6641 | 111.1971 | 587.6165 | 587.6165 | 0 | 0 | 0 | 0 | 0 | 0 | 0 | 0 | 0 | 24.021 | 24.3813 | 24.747 | 25.1182 | 25.495 | 25.8774 | 26.2656 | 26.6596 | 27.0594 | 27.4653 | 27.8773 | 28.2955 | 28.7199 | 29.1507 | 29.588 | 30.0318 | 30.4823 | 30.9395 | 31.4036 | 0 | 10.208 | 10.3611 | 10.5165 | 10.6743 | 10.8344 | 10.9969 | 11.1619 | 11.3293 | 11.4992 | 11.6717 | 11.8468 | 12.0245 | 12.2049 | 12.3879 | 12.5737 | 12.7624 | 12.9538 | 13.1481 | 13.3453 | 0
Residential | Early Retirement Heat Pump SEER 15 | 18 | 8 | 501.3088 | 3443.349 | 0.51608 | 1.9712 | 2480.1501 | 2186.3419 | 0.99779 | 975.1283 | 293.8474 | 1271.7846 | 2480.1501 | 0 | 0 | 0 | 0 | 0 | 0 | -2186.3419 | 0 | 0 | 139.1438 | 141.231 | 143.3495 | 145.4997 | 147.6822 | 149.8974 | 152.1459 | 154.4281 | 22.8201 | 23.1624 | 23.5098 | 23.8624 | 24.2204 | 24.5837 | 24.9524 | 25.3267 | 25.7066 | 26.0922 | 26.4836 | 0 | 38.9897 | 39.5745 | 40.1681 | 40.7707 | 41.3822 | 42.0029 | 42.633 | 43.2725 | 11.4992 | 11.6717 | 11.8468 | 12.0245 | 12.2049 | 12.3879 | 12.5737 | 12.7624 | 12.9538 | 13.1481 | 13.3453 | 0
Residential | Early Retirement Heat Pump SEER 16 | 18 | 8 | 594.4394 | 3536.4796 | 0.51608 | 1.9712 | 2773.9584 | 2186.3419 | 0.83672 | 1016.1232 | 293.8474 | 1565.5928 | 2773.9584 | 0 | 0 | 0 | 0 | 0 | 0 | -2186.3419 | 0 | 0 | 142.9072 | 145.0508 | 147.2266 | 149.435 | 151.6765 | 153.9516 | 156.2609 | 158.6048 | 27.0594 | 27.4653 | 27.8773 | 28.2955 | 28.7199 | 29.1507 | 29.588 | 30.0318 | 30.4823 | 30.9395 | 31.4036 | 0 | 38.9897 | 39.5745 | 40.1681 | 40.7707 | 41.3822 | 42.0029 | 42.633 | 43.2725 | 11.4992 | 11.6717 | 11.8468 | 12.0245 | 12.2049 | 12.3879 | 12.5737 | 12.7624 | 12.9538 | 13.1481 | 13.3453 | 0
Residential | Programmable Tstat | 10 | 0 | 868.0468 | 0 | 0.24424 | 0 | 30 | 0 | 9.9127 | 261.3801 | 35.9995 | 30 | 30 | 0 | 0 | 0 | 0 | 0 | 0 | 0 | 0 | 0 | 35.0773 | 35.6035 | 36.1375 | 36.6796 | 37.2298 | 37.7882 | 38.355 | 38.9304 | 39.5143 | 40.107 | 0 | 0 | 0 | 0 | 0 | 0 | 0 | 0 | 0 | 0 | 4.8311 | 4.9036 | 4.9772 | 5.0518 | 5.1276 | 5.2045 | 5.2826 | 5.3618 | 5.4423 | 5.5239 | 0 | 0 | 0 | 0 | 0 | 0 | 0 | 0 | 0 | 0
Residential | Heat Pump SEER 15 Replace Electric Furnace | 18 | 0 | 16339.9381 | 0 | 5.8411 | 0 | 4554 | 0 | 1.8558 | 7192.6178 | 1258.5708 | 4554 | 4554 | 0 | 0 | 0 | 0 | 0 | 0 | 0 | 0 | 0 | 660.288 | 670.1923 | 680.2452 | 690.4488 | 700.8056 | 711.3177 | 721.9874 | 732.8172 | 743.8095 | 754.9666 | 766.2911 | 777.7855 | 789.4523 | 801.2941 | 813.3135 | 825.5132 | 837.8959 | 850.4643 | 863.2213 | 0 | 115.5378 | 117.2709 | 119.0299 | 120.8154 | 122.6276 | 124.467 | 126.334 | 128.229 | 130.1525 | 132.1048 | 134.0863 | 136.0976 | 138.1391 | 140.2112 | 142.3143 | 144.4491 | 146.6158 | 148.815 | 151.0473 | 0
Residential | ECM Blower Motor | 20 | 0 | 753.84 | 0 | 0.068788 | 0 | 250 | 0 | 1.3866 | 331.8301 | 14.8215 | 250 | 250 | 0 | 0 | 0 | 0 | 0 | 0 | 0 | 0 | 0 | 30.4623 | 30.9192 | 31.383 | 31.8537 | 32.3315 | 32.8165 | 33.3088 | 33.8084 | 34.3155 | 34.8302 | 35.3527 | 35.883 | 36.4212 | 36.9676 | 37.5221 | 38.0849 | 38.6562 | 39.236 | 39.8246 | 0 | 1.3606 | 1.381 | 1.4017 | 1.4228 | 1.4441 | 1.4658 | 1.4878 | 1.5101 | 1.5327 | 1.5557 | 1.5791 | 1.6027 | 1.6268 | 1.6512 | 1.676 | 1.7011 | 1.7266 | 1.7525 | 1.7788 | 0
Residential | Ductless Mini-Split HP SEER ≥19 | 18 | 0 | 1873.2576 | 0 | 0.87767 | 0 | 716 | 0 | 1.4158 | 824.5824 | 189.1085 | 716 | 716 | 0 | 0 | 0 | 0 | 0 | 0 | 0 | 0 | 0 | 75.6973 | 76.8328 | 77.9853 | 79.155 | 80.3424 | 81.5475 | 82.7707 | 84.0123 | 85.2725 | 86.5516 | 87.8498 | 89.1676 | 90.5051 | 91.8627 | 93.2406 | 94.6392 | 96.0588 | 97.4997 | 98.9622 | 0 | 17.3603 | 17.6207 | 17.885 | 18.1533 | 18.4256 | 18.702 | 18.9825 | 19.2673 | 19.5563 | 19.8496 | 20.1473 | 20.4496 | 20.7563 | 21.0676 | 21.3837 | 21.7044 | 22.03 | 22.3604 | 22.6958 | 0
Residential | Ductless Mini-Split AC SEER ≥19 | 18 | 0 | 374.086 | 0 | 0.70214 | 0 | 300 | 0 | 1.0532 | 164.6676 | 151.2868 | 300 | 300 | 0 | 0 | 0 | 0 | 0 | 0 | 0 | 0 | 0 | 15.1166 | 15.3434 | 15.5735 | 15.8071 | 16.0442 | 16.2849 | 16.5292 | 16.7771 | 17.0288 | 17.2842 | 17.5434 | 17.8066 | 18.0737 | 18.3448 | 18.62 | 18.8993 | 19.1828 | 19.4705 | 19.7626 | 0 | 13.8882 | 14.0966 | 14.308 | 14.5226 | 14.7405 | 14.9616 | 15.186 | 15.4138 | 15.645 | 15.8797 | 16.1179 | 16.3596 | 16.605 | 16.8541 | 17.1069 | 17.3635 | 17.624 | 17.8883 | 18.1567 | 0
Residential | Geothermal EER ≥21 | 25 | 0 | 5167.2257 | 0 | 0.7981 | 0 | 2313.6581 | 0 | 1.0574 | 2274.5423 | 171.9633 | 2313.6581 | 2313.6581 | 0 | 0 | 0 | 0 | 0 | 0 | 0 | 0 | 0 | 208.8048 | 211.9368 | 215.1159 | 218.3426 | 221.6178 | 224.942 | 228.3162 | 231.7409 | 235.217 | 238.7453 | 242.3265 | 245.9614 | 249.6508 | 253.3955 | 257.1965 | 261.0544 | 264.9702 | 268.9448 | 272.979 | 0 | 15.7864 | 16.0232 | 16.2635 | 16.5075 | 16.7551 | 17.0064 | 17.2615 | 17.5204 | 17.7832 | 18.05 | 18.3207 | 18.5955 | 18.8745 | 19.1576 | 19.4449 | 19.7366 | 20.0327 | 20.3332 | 20.6382 | 0
Residential | Early Retirement Geothermal EER ≥21 | 25 | 8 | 5167.2257 | 11697.8166 | 0.7981 | 1.6818 | 4500 | 2186.3419 | 1.2857 | 3949.252 | 282.8883 | 3291.6344 | 4500 | 0 | 0 | 0 | 0 | 0 | 0 | -2186.3419 | 0 | 0 | 472.7024 | 479.7929 | 486.9898 | 494.2947 | 501.7091 | 509.2347 | 516.8732 | 524.6263 | 235.217 | 238.7453 | 242.3265 | 245.9614 | 249.6508 | 253.3955 | 257.1965 | 261.0544 | 264.9702 | 268.9448 | 272.979 | 0 | 33.2657 | 33.7647 | 34.2712 | 34.7852 | 35.307 | 35.8366 | 36.3742 | 36.9198 | 17.7832 | 18.05 | 18.3207 | 18.5955 | 18.8745 | 19.1576 | 19.4449 | 19.7366 | 20.0327 | 20.3332 | 20.6382 | 0
Residential | Heat Pump Water Heater | 15 | 0 | 1815.1934 | 0 | 0.085994 | 0 | 700 | 0 | 1.0696 | 731.7644 | 16.9692 | 700 | 700 | 0 | 0 | 0 | 0 | 0 | 0 | 0 | 0 | 0 | 73.351 | 74.4512 | 75.568 | 76.7015 | 77.852 | 79.0198 | 80.2051 | 81.4082 | 82.6293 | 83.8688 | 85.1268 | 86.4037 | 87.6998 | 89.0153 | 90.3505 | 91.7057 | 0 | 0 | 0 | 0 | 1.701 | 1.7265 | 1.7524 | 1.7787 | 1.8053 | 1.8324 | 1.8599 | 1.8878 | 1.9161 | 1.9449 | 1.974 | 2.0036 | 2.0337 | 2.0642 | 2.0952 | 2.1266 | 0 | 0 | 0 | 0
Residential | Electric Storage Water Heater EF 0.95 | 15 | 0 | 131.7222 | 0 | 0.015037 | 0 | 51.06 | 0 | 1.0981 | 53.1016 | 2.9672 | 51.06 | 51.06 | 0 | 0 | 0 | 0 | 0 | 0 | 0 | 0 | 0 | 5.3228 | 5.4027 | 5.4837 | 5.566 | 5.6494 | 5.7342 | 5.8202 | 5.9075 | 5.9961 | 6.0861 | 6.1774 | 6.27 | 6.3641 | 6.4595 | 6.5564 | 6.6548 | 0 | 0 | 0 | 0 | 0.29743 | 0.30189 | 0.30642 | 0.31101 | 0.31568 | 0.32041 | 0.32522 | 0.3301 | 0.33505 | 0.34008 | 0.34518 | 0.35035 | 0.35561 | 0.36094 | 0.36636 | 0.37185 | 0 | 0 | 0 | 0
Residential | Electric Storage Water Heater EF >0.95 | 15 | 0 | 232.8681 | 0 | 0.026583 | 0 | 51.06 | 0 | 1.9413 | 93.8768 | 5.2456 | 51.06 | 51.06 | 0 | 0 | 0 | 0 | 0 | 0 | 0 | 0 | 0 | 9.4101 | 9.5512 | 9.6945 | 9.8399 | 9.9875 | 10.1373 | 10.2894 | 10.4437 | 10.6004 | 10.7594 | 10.9208 | 11.0846 | 11.2509 | 11.4196 | 11.5909 | 11.7648 | 0 | 0 | 0 | 0 | 0.52581 | 0.5337 | 0.54171 | 0.54983 | 0.55808 | 0.56645 | 0.57495 | 0.58357 | 0.59233 | 0.60121 | 0.61023 | 0.61938 | 0.62867 | 0.6381 | 0.64767 | 0.65739 | 0 | 0 | 0 | 0
Residential | Water Heater Temperature Setback | 2 | 0 | 52.8086 | 0 | 0.0060243 | 0 | 5 | 0 | 0.87086 | 4.124 | 0.23028 | 5 | 5 | 0 | 0 | 0 | 0 | 0 | 0 | 0 | 0 | 0 | 2.134 | 2.166 | 0 | 0 | 0 | 0 | 0 | 0 | 0 | 0 | 0 | 0 | 0 | 0 | 0 | 0 | 0 | 0 | 0 | 0 | 0.11916 | 0.12095 | 0 | 0 | 0 | 0 | 0 | 0 | 0 | 0 | 0 | 0 | 0 | 0 | 0 | 0 | 0 | 0 | 0 | 0
Residential | School-Based Education | 5 | 0 | 415.6566 | 0 | 0.04189 | 0 | 60 | 0 | 1.2836 | 73.3935 | 3.6205 | 60 | 60 | 0 | 0 | 0 | 0 | 0 | 0 | 0 | 0 | 0 | 16.7965 | 17.0484 | 17.3041 | 17.5637 | 17.8271 | 0 | 0 | 0 | 0 | 0 | 0 | 0 | 0 | 0 | 0 | 0 | 0 | 0 | 0 | 0 | 0.82857 | 0.841 | 0.85362 | 0.86642 | 0.87942 | 0 | 0 | 0 | 0 | 0 | 0 | 0 | 0 | 0 | 0 | 0 | 0 | 0 | 0 | 0
Residential | Window Film | 10 | 0 | 816.66 | 0 | 0.57376 | 0 | 664 | 0 | 0.4977 | 245.9068 | 84.5668 | 664 | 664 | 0 | 0 | 0 | 0 | 0 | 0 | 0 | 0 | 0 | 33.0008 | 33.4958 | 33.9982 | 34.5082 | 35.0258 | 35.5512 | 36.0845 | 36.6258 | 37.1751 | 37.7328 | 0 | 0 | 0 | 0 | 0 | 0 | 0 | 0 | 0 | 0 | 11.3489 | 11.5191 | 11.6919 | 11.8673 | 12.0453 | 12.226 | 12.4094 | 12.5955 | 12.7844 | 12.9762 | 0 | 0 | 0 | 0 | 0 | 0 | 0 | 0 | 0 | 0
C&I | High Bay Fluorescent Fixture w/ HE Electronic Ballast (T5 4-6 lamp) | 15 | 0 | 1070.0245 | 0 | 0.23768 | 0 | 17.88 | 0 | 26.7485 | 431.3622 | 46.9011 | 17.88 | 17.88 | 0 | 0 | 0 | 0 | 0 | 0 | 0 | 0 | 0 | 43.2391 | 43.8877 | 44.546 | 45.2142 | 45.8924 | 46.5808 | 47.2795 | 47.9887 | 48.7085 | 49.4392 | 50.1807 | 50.9335 | 51.6975 | 52.4729 | 53.26 | 54.0589 | 0 | 0 | 0 | 0 | 4.7013 | 4.7718 | 4.8434 | 4.916 | 4.9898 | 5.0646 | 5.1406 | 5.2177 | 5.296 | 5.3754 | 5.4561 | 5.5379 | 5.621 | 5.7053 | 5.7909 | 5.8777 | 0 | 0 | 0 | 0
C&I | High Bay Fluorescent Fixture w/ HE Electronic Ballast (T5 8-lamp) | 15 | 0 | 2538.816 | 0 | 0.56394 | 0 | 101.81 | 0 | 11.1459 | 1023.4806 | 111.281 | 101.81 | 101.81 | 0 | 0 | 0 | 0 | 0 | 0 | 0 | 0 | 0 | 102.5922 | 104.131 | 105.693 | 107.2784 | 108.8876 | 110.5209 | 112.1787 | 113.8614 | 115.5693 | 117.3029 | 119.0624 | 120.8483 | 122.6611 | 124.501 | 126.3685 | 128.264 | 0 | 0 | 0 | 0 | 11.1546 | 11.322 | 11.4918 | 11.6642 | 11.8391 | 12.0167 | 12.197 | 12.3799 | 12.5656 | 12.7541 | 12.9454 | 13.1396 | 13.3367 | 13.5367 | 13.7398 | 13.9459 | 0 | 0 | 0 | 0
C&I | High Bay Fluorescent Fixture w/ HE Electronic Ballast (T5 10-lamp) | 15 | 0 | 3289.827 | 0 | 0.73075 | 0 | 137.31 | 0 | 10.7089 | 1326.2379 | 144.1991 | 137.31 | 137.31 | 0 | 0 | 0 | 0 | 0 | 0 | 0 | 0 | 0 | 132.9401 | 134.9342 | 136.9582 | 139.0126 | 141.0978 | 143.2143 | 145.3625 | 147.5429 | 149.756 | 152.0024 | 154.2824 | 156.5967 | 158.9456 | 161.3298 | 163.7497 | 166.206 | 0 | 0 | 0 | 0 | 14.4543 | 14.6711 | 14.8912 | 15.1146 | 15.3413 | 15.5714 | 15.805 | 16.042 | 16.2827 | 16.5269 | 16.7748 | 17.0264 | 17.2818 | 17.5411 | 17.8042 | 18.0712 | 0 | 0 | 0 | 0
C&I | High Bay Fluorescent Fixture w/ HE Electronic Ballast (T8 6-8 lamp) | 15 | 0 | 1907.7009 | 0 | 0.42375 | 0 | 85 | 0 | 10.0315 | 769.0572 | 83.618 | 85 | 85 | 0 | 0 | 0 | 0 | 0 | 0 | 0 | 0 | 0 | 77.0892 | 78.2455 | 79.4192 | 80.6105 | 81.8196 | 83.0469 | 84.2926 | 85.557 | 86.8404 | 88.143 | 89.4651 | 90.8071 | 92.1692 | 93.5517 | 94.955 | 96.3793 | 0 | 0 | 0 | 0 | 8.3817 | 8.5075 | 8.6351 | 8.7646 | 8.8961 | 9.0295 | 9.165 | 9.3024 | 9.442 | 9.5836 | 9.7274 | 9.8733 | 10.0214 | 10.1717 | 10.3243 | 10.4791 | 0 | 0 | 0 | 0
C&I | High Bay Fluorescent Fixture w/ HE Electronic Ballast (T8 12-16 lamp) | 15 | 0 | 3029.0335 | 0 | 0.67282 | 0 | 127.5 | 0 | 10.6186 | 1221.1034 | 132.7681 | 127.5 | 127.5 | 0 | 0 | 0 | 0 | 0 | 0 | 0 | 0 | 0 | 122.4016 | 124.2376 | 126.1012 | 127.9927 | 129.9126 | 131.8613 | 133.8392 | 135.8468 | 137.8845 | 139.9527 | 142.052 | 144.1828 | 146.3456 | 148.5407 | 150.7689 | 153.0304 | 0 | 0 | 0 | 0 | 13.3085 | 13.5081 | 13.7107 | 13.9164 | 14.1251 | 14.337 | 14.5521 | 14.7703 | 14.9919 | 15.2168 | 15.445 | 15.6767 | 15.9119 | 16.1505 | 16.3928 | 16.6387 | 0 | 0 | 0 | 0
C&I | CFL Lamp (≤18W) | 2 | 0 | 293.2931 | 0 | 0.065148 | 0 | 74.35 | 0 | 0.34156 | 22.9044 | 2.4903 | 74.35 | 74.35 | 0 | 0 | 0 | 0 | 0 | 0 | 0 | 0 | 0 | 11.8518 | 12.0296 | 0 | 0 | 0 | 0 | 0 | 0 | 0 | 0 | 0 | 0 | 0 | 0 | 0 | 0 | 0 | 0 | 0 | 0 | 1.2886 | 1.308 | 0 | 0 | 0 | 0 | 0 | 0 | 0 | 0 | 0 | 0 | 0 | 0 | 0 | 0 | 0 | 0 | 0 | 0
C&I | CFL Lamp (18-32W) | 2 | 0 | 322.6689 | 0 | 0.071673 | 0 | 74.35 | 0 | 0.37577 | 25.1984 | 2.7398 | 74.35 | 74.35 | 0 | 0 | 0 | 0 | 0 | 0 | 0 | 0 | 0 | 13.0389 | 13.2345 | 0 | 0 | 0 | 0 | 0 | 0 | 0 | 0 | 0 | 0 | 0 | 0 | 0 | 0 | 0 | 0 | 0 | 0 | 1.4177 | 1.439 | 0 | 0 | 0 | 0 | 0 | 0 | 0 | 0 | 0 | 0 | 0 | 0 | 0 | 0 | 0 | 0 | 0 | 0
C&I | CFL Lamp (≥33W) | 2 | 0 | 631.2746 | 0 | 0.14022 | 0 | 108.23 | 0 | 0.50502 | 49.2986 | 5.3601 | 108.23 | 108.23 | 0 | 0 | 0 | 0 | 0 | 0 | 0 | 0 | 0 | 25.5095 | 25.8921 | 0 | 0 | 0 | 0 | 0 | 0 | 0 | 0 | 0 | 0 | 0 | 0 | 0 | 0 | 0 | 0 | 0 | 0 | 2.7736 | 2.8152 | 0 | 0 | 0 | 0 | 0 | 0 | 0 | 0 | 0 | 0 | 0 | 0 | 0 | 0 | 0 | 0 | 0 | 0
C&I | Low-Wattage T8 | 8 | 0 | 39.8767 | 0 | 0.0088576 | 0 | 2 | 0 | 5.6689 | 10.226 | 1.1119 | 2 | 2 | 0 | 0 | 0 | 0 | 0 | 0 | 0 | 0 | 0 | 1.6114 | 1.6356 | 1.6601 | 1.685 | 1.7103 | 1.7359 | 1.762 | 1.7884 | 0 | 0 | 0 | 0 | 0 | 0 | 0 | 0 | 0 | 0 | 0 | 0 | 0.1752 | 0.17783 | 0.1805 | 0.18321 | 0.18595 | 0.18874 | 0.19158 | 0.19445 | 0 | 0 | 0 | 0 | 0 | 0 | 0 | 0 | 0 | 0 | 0 | 0
C&I | Ceramic Metal Halide Fixture (≤150W) | 13 | 0 | 372.1825 | 0 | 0.082671 | 0 | 72 | 0 | 2.142 | 139.1031 | 15.1244 | 72 | 72 | 0 | 0 | 0 | 0 | 0 | 0 | 0 | 0 | 0 | 15.0397 | 15.2653 | 15.4943 | 15.7267 | 15.9626 | 16.202 | 16.445 | 16.6917 | 16.9421 | 17.1962 | 17.4542 | 17.716 | 17.9817 | 18.2515 | 0 | 0 | 0 | 0 | 0 | 0 | 1.6352 | 1.6598 | 1.6847 | 1.7099 | 1.7356 | 1.7616 | 1.788 | 1.8149 | 1.8421 | 1.8697 | 1.8978 | 1.9262 | 1.9551 | 1.9844 | 0 | 0 | 0 | 0 | 0 | 0
C&I | Ceramic Metal Halide Fixture (150-250W) | 13 | 0 | 704.4882 | 0 | 0.15648 | 0 | 142.12 | 0 | 2.0541 | 263.3022 | 28.6283 | 142.12 | 142.12 | 0 | 0 | 0 | 0 | 0 | 0 | 0 | 0 | 0 | 28.468 | 28.895 | 29.3284 | 29.7684 | 30.2149 | 30.6681 | 31.1281 | 31.595 | 32.069 | 32.55 | 33.0383 | 33.5338 | 34.0368 | 34.5474 | 0 | 0 | 0 | 0 | 0 | 0 | 3.0953 | 3.1417 | 3.1888 | 3.2367 | 3.2852 | 3.3345 | 3.3845 | 3.4353 | 3.4868 | 3.5391 | 3.5922 | 3.6461 | 3.7008 | 3.7563 | 0 | 0 | 0 | 0 | 0 | 0
C&I | Ceramic Metal Halide Fixture (≥250W) | 13 | 0 | 711.1343 | 0 | 0.15796 | 0 | 117 | 0 | 2.5187 | 265.7862 | 28.8984 | 117 | 117 | 0 | 0 | 0 | 0 | 0 | 0 | 0 | 0 | 0 | 28.7365 | 29.1676 | 29.6051 | 30.0492 | 30.4999 | 30.9574 | 31.4218 | 31.8931 | 32.3715 | 32.8571 | 33.3499 | 33.8502 | 34.3579 | 34.8733 | 0 | 0 | 0 | 0 | 0 | 0 | 3.1245 | 3.1713 | 3.2189 | 3.2672 | 3.3162 | 3.3659 | 3.4164 | 3.4677 | 3.5197 | 3.5725 | 3.6261 | 3.6805 | 3.7357 | 3.7917 | 0 | 0 | 0 | 0 | 0 | 0
C&I | Pulse Start Metal Halide Fixture (≤175W) | 15 | 0 | 139.5684 | 0 | 0.031002 | 0 | 69.18 | 0 | 0.90174 | 56.2646 | 6.1175 | 69.18 | 69.18 | 0 | 0 | 0 | 0 | 0 | 0 | 0 | 0 | 0 | 5.6399 | 5.7245 | 5.8103 | 5.8975 | 5.986 | 6.0758 | 6.1669 | 6.2594 | 6.3533 | 6.4486 | 6.5453 | 6.6435 | 6.7431 | 6.8443 | 6.947 | 7.0512 | 0 | 0 | 0 | 0 | 0.61321 | 0.62241 | 0.63175 | 0.64122 | 0.65084 | 0.6606 | 0.67051 | 0.68057 | 0.69078 | 0.70114 | 0.71166 | 0.72233 | 0.73317 | 0.74417 | 0.75533 | 0.76666 | 0 | 0 | 0 | 0
C&I | Pulse Start Metal Halide Fixture (175-320W) | 15 | 0 | 418.7053 | 0 | 0.093005 | 0 | 132.12 | 0 | 1.4165 | 168.7939 | 18.3526 | 132.12 | 132.12 | 0 | 0 | 0 | 0 | 0 | 0 | 0 | 0 | 0 | 16.9197 | 17.1734 | 17.431 | 17.6925 | 17.9579 | 18.2273 | 18.5007 | 18.7782 | 19.0599 | 19.3458 | 19.6359 | 19.9305 | 20.2294 | 20.5329 | 20.8409 | 21.1535 | 0 | 0 | 0 | 0 | 1.8396 | 1.8672 | 1.8952 | 1.9237 | 1.9525 | 1.9818 | 2.0115 | 2.0417 | 2.0723 | 2.1034 | 2.135 | 2.167 | 2.1995 | 2.2325 | 2.266 | 2.3 | 0 | 0 | 0 | 0
C&I | Pulse Start Metal Halide Fixture (320-750W) | 15 | 0 | 571.5659 | 0 | 0.12696 | 0 | 108 | 0 | 2.3655 | 230.4171 | 25.0528 | 108 | 108 | 0 | 0 | 0 | 0 | 0 | 0 | 0 | 0 | 0 | 23.0967 | 23.4431 | 23.7948 | 24.1517 | 24.514 | 24.8817 | 25.2549 | 25.6337 | 26.0182 | 26.4085 | 26.8046 | 27.2067 | 27.6148 | 28.029 | 28.4495 | 28.8762 | 0 | 0 | 0 | 0 | 2.5113 | 2.5489 | 2.5872 | 2.626 | 2.6654 | 2.7053 | 2.7459 | 2.7871 | 2.8289 | 2.8713 | 2.9144 | 2.9581 | 3.0025 | 3.0475 | 3.0933 | 3.1396 | 0 | 0 | 0 | 0
C&I | Pulse Start Metal Halide Fixture (≥750W) | 15 | 0 | 1781.1589 | 0 | 0.39564 | 0 | 10 | 0 | 79.6115 | 718.044 | 78.0715 | 10 | 10 | 0 | 0 | 0 | 0 | 0 | 0 | 0 | 0 | 0 | 71.9757 | 73.0553 | 74.1511 | 75.2634 | 76.3923 | 77.5382 | 78.7013 | 79.8818 | 81.08 | 82.2962 | 83.5307 | 84.7836 | 86.0554 | 87.3462 | 88.6564 | 89.9863 | 0 | 0 | 0 | 0 | 7.8258 | 7.9432 | 8.0623 | 8.1832 | 8.306 | 8.4306 | 8.557 | 8.6854 | 8.8157 | 8.9479 | 9.0821 | 9.2184 | 9.3566 | 9.497 | 9.6394 | 9.784 | 0 | 0 | 0 | 0
C&I | Energy Star LED Lamp (≤5W) | 8 | 0 | 106.3378 | 0 | 0.02362 | 0 | 31.91 | 0 | 0.94749 | 27.2694 | 2.9649 | 31.91 | 31.91 | 0 | 0 | 0 | 0 | 0 | 0 | 0 | 0 | 0 | 4.2971 | 4.3615 | 4.4269 | 4.4933 | 4.5607 | 4.6291 | 4.6986 | 4.7691 | 0 | 0 | 0 | 0 | 0 | 0 | 0 | 0 | 0 | 0 | 0 | 0 | 0.46721 | 0.47422 | 0.48133 | 0.48855 | 0.49588 | 0.50332 | 0.51087 | 0.51853 | 0 | 0 | 0 | 0 | 0 | 0 | 0 | 0 | 0 | 0 | 0 | 0
C&I | Energy Star LED Lamp (5-10W) | 8 | 0 | 159.5068 | 0 | 0.03543 | 0 | 37.79 | 0 | 1.2001 | 40.904 | 4.4474 | 37.79 | 37.79 | 0 | 0 | 0 | 0 | 0 | 0 | 0 | 0 | 0 | 6.4456 | 6.5423 | 6.6404 | 6.74 | 6.8411 | 6.9437 | 7.0479 | 7.1536 | 0 | 0 | 0 | 0 | 0 | 0 | 0 | 0 | 0 | 0 | 0 | 0 | 0.70081 | 0.71133 | 0.722 | 0.73283 | 0.74382 | 0.75498 | 0.7663 | 0.7778 | 0 | 0 | 0 | 0 | 0 | 0 | 0 | 0 | 0 | 0 | 0 | 0
C&I | Energy Star LED Lamp (>10W) | 8 | 0 | 252.5524 | 0 | 0.056098 | 0 | 62.96 | 0 | 1.1405 | 64.7647 | 7.0417 | 62.96 | 62.96 | 0 | 0 | 0 | 0 | 0 | 0 | 0 | 0 | 0 | 10.2055 | 10.3586 | 10.514 | 10.6717 | 10.8317 | 10.9942 | 11.1591 | 11.3265 | 0 | 0 | 0 | 0 | 0 | 0 | 0 | 0 | 0 | 0 | 0 | 0 | 1.1096 | 1.1263 | 1.1432 | 1.1603 | 1.1777 | 1.1954 | 1.2133 | 1.2315 | 0 | 0 | 0 | 0 | 0 | 0 | 0 | 0 | 0 | 0 | 0 | 0
C&I | High Performance T8 (1-2 Lamp) | 15 | 0 | 66.4612 | 0 | 0.014763 | 0 | 15 | 0 | 1.9804 | 26.7927 | 2.9131 | 15 | 15 | 0 | 0 | 0 | 0 | 0 | 0 | 0 | 0 | 0 | 2.6857 | 2.7259 | 2.7668 | 2.8083 | 2.8505 | 2.8932 | 2.9366 | 2.9807 | 3.0254 | 3.0708 | 3.1168 | 3.1636 | 3.211 | 3.2592 | 3.3081 | 3.3577 | 0 | 0 | 0 | 0 | 0.29201 | 0.29639 | 0.30083 | 0.30534 | 0.30992 | 0.31457 | 0.31929 | 0.32408 | 0.32894 | 0.33388 | 0.33889 | 0.34397 | 0.34913 | 0.35436 | 0.35968 | 0.36508 | 0 | 0 | 0 | 0
C&I | High Performance T8 (3-4 Lamp) | 15 | 0 | 66.4612 | 0 | 0.014763 | 0 | 18 | 0 | 1.6503 | 26.7927 | 2.9131 | 18 | 18 | 0 | 0 | 0 | 0 | 0 | 0 | 0 | 0 | 0 | 2.6857 | 2.7259 | 2.7668 | 2.8083 | 2.8505 | 2.8932 | 2.9366 | 2.9807 | 3.0254 | 3.0708 | 3.1168 | 3.1636 | 3.211 | 3.2592 | 3.3081 | 3.3577 | 0 | 0 | 0 | 0 | 0.29201 | 0.29639 | 0.30083 | 0.30534 | 0.30992 | 0.31457 | 0.31929 | 0.32408 | 0.32894 | 0.33388 | 0.33889 | 0.34397 | 0.34913 | 0.35436 | 0.35968 | 0.36508 | 0 | 0 | 0 | 0
C&I | LED Parking Garage/Canopy (<30W) | 16 | 0 | 702.4944 | 0 | 0.15604 | 0 | 125 | 0 | 2.5943 | 292.4876 | 31.8016 | 125 | 125 | 0 | 0 | 0 | 0 | 0 | 0 | 0 | 0 | 0 | 28.3874 | 28.8132 | 29.2454 | 29.6841 | 30.1294 | 30.5813 | 31.04 | 31.5056 | 31.9782 | 32.4579 | 32.9448 | 33.4389 | 33.9405 | 34.4496 | 34.9664 | 35.4909 | 36.0232 | 0 | 0 | 0 | 3.0865 | 3.1328 | 3.1798 | 3.2275 | 3.2759 | 3.325 | 3.3749 | 3.4255 | 3.4769 | 3.5291 | 3.582 | 3.6357 | 3.6903 | 3.7456 | 3.8018 | 3.8588 | 3.9167 | 0 | 0 | 0
C&I | LED Parking Garage/Canopy (30-75W) | 16 | 0 | 866.6534 | 0 | 0.19251 | 0 | 250 | 0 | 1.6003 | 360.8362 | 39.233 | 250 | 250 | 0 | 0 | 0 | 0 | 0 | 0 | 0 | 0 | 0 | 35.021 | 35.5463 | 36.0795 | 36.6207 | 37.17 | 37.7276 | 38.2935 | 38.8679 | 39.4509 | 40.0426 | 40.6433 | 41.2529 | 41.8717 | 42.4998 | 43.1373 | 43.7844 | 44.4411 | 0 | 0 | 0 | 3.8078 | 3.8649 | 3.9229 | 3.9817 | 4.0414 | 4.102 | 4.1636 | 4.226 | 4.2894 | 4.3538 | 4.4191 | 4.4853 | 4.5526 | 4.6209 | 4.6902 | 4.7606 | 4.832 | 0 | 0 | 0
C&I | LED Parking Garage/Canopy (≥75W) | 16 | 0 | 1625.6398 | 0 | 0.3611 | 0 | 375 | 0 | 2.0012 | 676.8446 | 73.5919 | 375 | 375 | 0 | 0 | 0 | 0 | 0 | 0 | 0 | 0 | 0 | 65.6912 | 66.6766 | 67.6767 | 68.6919 | 69.7223 | 70.7681 | 71.8296 | 72.9071 | 74.0007 | 75.1107 | 76.2373 | 77.3809 | 78.5416 | 79.7197 | 80.9155 | 82.1293 | 83.3612 | 0 | 0 | 0 | 7.1425 | 7.2496 | 7.3584 | 7.4687 | 7.5808 | 7.6945 | 7.8099 | 7.927 | 8.0459 | 8.1666 | 8.2891 | 8.4135 | 8.5397 | 8.6678 | 8.7978 | 8.9297 | 9.0637 | 0 | 0 | 0
C&I | Lighting Optimization - Remove Lamp from T8 System | 15 | 0 | 202.127 | 0 | 0.044898 | 0 | 12 | 0 | 7.5286 | 81.4841 | 8.8596 | 12 | 12 | 0 | 0 | 0 | 0 | 0 | 0 | 0 | 0 | 0 | 8.1678 | 8.2904 | 8.4147 | 8.5409 | 8.669 | 8.7991 | 8.9311 | 9.065 | 9.201 | 9.339 | 9.4791 | 9.6213 | 9.7656 | 9.9121 | 10.0608 | 10.2117 | 0 | 0 | 0 | 0 | 0.88807 | 0.90139 | 0.91491 | 0.92864 | 0.94257 | 0.95671 | 0.97106 | 0.98562 | 1.0004 | 1.0154 | 1.0306 | 1.0461 | 1.0618 | 1.0777 | 1.0939 | 1.1103 | 0 | 0 | 0 | 0
C&I | Lighting Optimization - Remove 2 Lamps from T8 System | 15 | 0 | 404.2539 | 0 | 0.089795 | 0 | 24 | 0 | 7.5286 | 162.9681 | 17.7192 | 24 | 24 | 0 | 0 | 0 | 0 | 0 | 0 | 0 | 0 | 0 | 16.3357 | 16.5807 | 16.8294 | 17.0819 | 17.3381 | 17.5982 | 17.8621 | 18.1301 | 18.402 | 18.6781 | 18.9582 | 19.2426 | 19.5312 | 19.8242 | 20.1216 | 20.4234 | 0 | 0 | 0 | 0 | 1.7761 | 1.8028 | 1.8298 | 1.8573 | 1.8851 | 1.9134 | 1.9421 | 1.9712 | 2.0008 | 2.0308 | 2.0613 | 2.0922 | 2.1236 | 2.1554 | 2.1878 | 2.2206 | 0 | 0 | 0 | 0
C&I | T8 (≤4 ft, 1-2 Lamp) | 18 | 0 | 272.4907 | 0 | 0.060527 | 0 | 43 | 0 | 3.0928 | 119.9467 | 13.0416 | 43 | 43 | 0 | 0 | 0 | 0 | 0 | 0 | 0 | 0 | 0 | 11.0112 | 11.1764 | 11.344 | 11.5142 | 11.6869 | 11.8622 | 12.0401 | 12.2207 | 12.404 | 12.5901 | 12.7789 | 12.9706 | 13.1652 | 13.3627 | 13.5631 | 13.7666 | 13.9731 | 14.1827 | 14.3954 | 0 | 1.1972 | 1.2152 | 1.2334 | 1.2519 | 1.2707 | 1.2898 | 1.3091 | 1.3287 | 1.3487 | 1.3689 | 1.3894 | 1.4103 | 1.4314 | 1.4529 | 1.4747 | 1.4968 | 1.5193 | 1.5421 | 1.5652 | 0
C&I | T8 (≤4 ft, 3-4 Lamp) | 18 | 0 | 418.7053 | 0 | 0.093005 | 0 | 55 | 0 | 3.7154 | 184.3083 | 20.0395 | 55 | 55 | 0 | 0 | 0 | 0 | 0 | 0 | 0 | 0 | 0 | 16.9197 | 17.1734 | 17.431 | 17.6925 | 17.9579 | 18.2273 | 18.5007 | 18.7782 | 19.0599 | 19.3458 | 19.6359 | 19.9305 | 20.2294 | 20.5329 | 20.8409 | 21.1535 | 21.4708 | 21.7929 | 22.1197 | 0 | 1.8396 | 1.8672 | 1.8952 | 1.9237 | 1.9525 | 1.9818 | 2.0115 | 2.0417 | 2.0723 | 2.1034 | 2.135 | 2.167 | 2.1995 | 2.2325 | 2.266 | 2.3 | 2.3345 | 2.3695 | 2.405 | 0
C&I | T8 (5-8 ft, 1-2 Lamp) | 18 | 0 | 398.7669 | 0 | 0.088576 | 0 | 93 | 0 | 2.0927 | 175.5318 | 19.0852 | 93 | 93 | 0 | 0 | 0 | 0 | 0 | 0 | 0 | 0 | 0 | 16.114 | 16.3557 | 16.601 | 16.85 | 17.1028 | 17.3593 | 17.6197 | 17.884 | 18.1522 | 18.4245 | 18.7009 | 18.9814 | 19.2661 | 19.5551 | 19.8485 | 20.1462 | 20.4484 | 20.7551 | 21.0664 | 0 | 1.752 | 1.7783 | 1.805 | 1.8321 | 1.8595 | 1.8874 | 1.9158 | 1.9445 | 1.9737 | 2.0033 | 2.0333 | 2.0638 | 2.0948 | 2.1262 | 2.1581 | 2.1905 | 2.2233 | 2.2567 | 2.2905 | 0
C&I | LED Linear Replacement Lamp (≤4ft) | 16 | 0 | 299.0752 | 0 | 0.066432 | 0 | 9.5 | 0 | 14.5327 | 124.5217 | 13.539 | 9.5 | 9.5 | 0 | 0 | 0 | 0 | 0 | 0 | 0 | 0 | 0 | 12.0855 | 12.2667 | 12.4507 | 12.6375 | 12.8271 | 13.0195 | 13.2148 | 13.413 | 13.6142 | 13.8184 | 14.0257 | 14.2361 | 14.4496 | 14.6663 | 14.8863 | 15.1096 | 15.3363 | 0 | 0 | 0 | 1.314 | 1.3337 | 1.3537 | 1.3741 | 1.3947 | 1.4156 | 1.4368 | 1.4584 | 1.4802 | 1.5024 | 1.525 | 1.5479 | 1.5711 | 1.5946 | 1.6186 | 1.6428 | 1.6675 | 0 | 0 | 0
C&I | LED Linear Replacement Lamp (5-8ft) | 16 | 0 | 365.5363 | 0 | 0.081195 | 0 | 9.5 | 0 | 17.7622 | 152.1932 | 16.5477 | 9.5 | 9.5 | 0 | 0 | 0 | 0 | 0 | 0 | 0 | 0 | 0 | 14.7711 | 14.9927 | 15.2176 | 15.4458 | 15.6775 | 15.9127 | 16.1514 | 16.3937 | 16.6396 | 16.8892 | 17.1425 | 17.3996 | 17.6606 | 17.9255 | 18.1944 | 18.4673 | 18.7443 | 0 | 0 | 0 | 1.606 | 1.6301 | 1.6546 | 1.6794 | 1.7046 | 1.7302 | 1.7561 | 1.7824 | 1.8092 | 1.8363 | 1.8639 | 1.8918 | 1.9202 | 1.949 | 1.9782 | 2.0079 | 2.038 | 0 | 0 | 0
C&I | Fluorescent Fixture Specular Reflector 4-ft | 15 | 0 | 0 | 0 | 0 | 0 | 30 | 0 | 0 | 0 | 0 | 30 | 30 | 0 | 0 | 0 | 0 | 0 | 0 | 0 | 0 | 0 | 0 | 0 | 0 | 0 | 0 | 0 | 0 | 0 | 0 | 0 | 0 | 0 | 0 | 0 | 0 | 0 | 0 | 0 | 0 | 0 | 0 | 0 | 0 | 0 | 0 | 0 | 0 | 0 | 0 | 0 | 0 | 0 | 0 | 0 | 0 | 0 | 0 | 0 | 0 | 0
C&I | Fluorescent Fixture Specular Reflector two 4-ft | 15 | 0 | 0 | 0 | 0 | 0 | 30 | 0 | 0 | 0 | 0 | 30 | 30 | 0 | 0 | 0 | 0 | 0 | 0 | 0 | 0 | 0 | 0 | 0 | 0 | 0 | 0 | 0 | 0 | 0 | 0 | 0 | 0 | 0 | 0 | 0 | 0 | 0 | 0 | 0 | 0 | 0 | 0 | 0 | 0 | 0 | 0 | 0 | 0 | 0 | 0 | 0 | 0 | 0 | 0 | 0 | 0 | 0 | 0 | 0 | 0 | 0
C&I | Fluorescent Fixture Specular Reflector 8-ft | 15 | 0 | 0 | 0 | 0 | 0 | 50 | 0 | 0 | 0 | 0 | 50 | 50 | 0 | 0 | 0 | 0 | 0 | 0 | 0 | 0 | 0 | 0 | 0 | 0 | 0 | 0 | 0 | 0 | 0 | 0 | 0 | 0 | 0 | 0 | 0 | 0 | 0 | 0 | 0 | 0 | 0 | 0 | 0 | 0 | 0 | 0 | 0 | 0 | 0 | 0 | 0 | 0 | 0 | 0 | 0 | 0 | 0 | 0 | 0 | 0 | 0
C&I | Fluorescent Fixture Specular Reflector two 8-ft | 15 | 0 | 0 | 0 | 0 | 0 | 50 | 0 | 0 | 0 | 0 | 50 | 50 | 0 | 0 | 0 | 0 | 0 | 0 | 0 | 0 | 0 | 0 | 0 | 0 | 0 | 0 | 0 | 0 | 0 | 0 | 0 | 0 | 0 | 0 | 0 | 0 | 0 | 0 | 0 | 0 | 0 | 0 | 0 | 0 | 0 | 0 | 0 | 0 | 0 | 0 | 0 | 0 | 0 | 0 | 0 | 0 | 0 | 0 | 0 | 0 | 0
C&I | Multi-CFL Fixture | 0 | 0 | 0 | 0 | 0 | 0 | 0 | 0 | n/a | 0 | 0 | 0 | 0 | 0 | 0 | 0 | 0 | 0 | 0 | 0 | 0 | 0 | 0 | 0 | 0 | 0 | 0 | 0 | 0 | 0 | 0 | 0 | 0 | 0 | 0 | 0 | 0 | 0 | 0 | 0 | 0 | 0 | 0 | 0 | 0 | 0 | 0 | 0 | 0 | 0 | 0 | 0 | 0 | 0 | 0 | 0 | 0 | 0 | 0 | 0 | 0 | 0
C&I | Indirect Fixture | 0 | 0 | 0 | 0 | 0 | 0 | 0 | 0 | n/a | 0 | 0 | 0 | 0 | 0 | 0 | 0 | 0 | 0 | 0 | 0 | 0 | 0 | 0 | 0 | 0 | 0 | 0 | 0 | 0 | 0 | 0 | 0 | 0 | 0 | 0 | 0 | 0 | 0 | 0 | 0 | 0 | 0 | 0 | 0 | 0 | 0 | 0 | 0 | 0 | 0 | 0 | 0 | 0 | 0 | 0 | 0 | 0 | 0 | 0 | 0 | 0 | 0
C&I | Ceiling Mount Occupancy | 8 | 0 | 379.8443 | 0 | 0.012131 | 0 | 125 | 0 | 0.79144 | 97.4076 | 1.5227 | 125 | 125 | 0 | 0 | 0 | 0 | 0 | 0 | 0 | 0 | 0 | 15.3493 | 15.5795 | 15.8132 | 16.0504 | 16.2912 | 16.5356 | 16.7836 | 17.0353 | 0 | 0 | 0 | 0 | 0 | 0 | 0 | 0 | 0 | 0 | 0 | 0 | 0.23994 | 0.24354 | 0.24719 | 0.2509 | 0.25467 | 0.25849 | 0.26236 | 0.2663 | 0 | 0 | 0 | 0 | 0 | 0 | 0 | 0 | 0 | 0 | 0 | 0
C&I | Wall Mount Occupancy | 8 | 0 | 379.8443 | 0 | 0.012131 | 0 | 55 | 0 | 1.7987 | 97.4076 | 1.5227 | 55 | 55 | 0 | 0 | 0 | 0 | 0 | 0 | 0 | 0 | 0 | 15.3493 | 15.5795 | 15.8132 | 16.0504 | 16.2912 | 16.5356 | 16.7836 | 17.0353 | 0 | 0 | 0 | 0 | 0 | 0 | 0 | 0 | 0 | 0 | 0 | 0 | 0.23994 | 0.24354 | 0.24719 | 0.2509 | 0.25467 | 0.25849 | 0.26236 | 0.2663 | 0 | 0 | 0 | 0 | 0 | 0 | 0 | 0 | 0 | 0 | 0 | 0
C&I | Fixture Mount Occupancy | 8 | 0 | 379.8443 | 0 | 0.012131 | 0 | 55 | 0 | 1.7987 | 97.4076 | 1.5227 | 55 | 55 | 0 | 0 | 0 | 0 | 0 | 0 | 0 | 0 | 0 | 15.3493 | 15.5795 | 15.8132 | 16.0504 | 16.2912 | 16.5356 | 16.7836 | 17.0353 | 0 | 0 | 0 | 0 | 0 | 0 | 0 | 0 | 0 | 0 | 0 | 0 | 0.23994 | 0.24354 | 0.24719 | 0.2509 | 0.25467 | 0.25849 | 0.26236 | 0.2663 | 0 | 0 | 0 | 0 | 0 | 0 | 0 | 0 | 0 | 0 | 0 | 0
C&I | Fixture Mount Photo Sensor | 8 | 0 | 443.9144 | 0 | 0.023628 | 0 | 65 | 0 | 1.797 | 113.8377 | 2.9659 | 65 | 65 | 0 | 0 | 0 | 0 | 0 | 0 | 0 | 0 | 0 | 17.9383 | 18.2074 | 18.4805 | 18.7577 | 19.0391 | 19.3247 | 19.6146 | 19.9088 | 0 | 0 | 0 | 0 | 0 | 0 | 0 | 0 | 0 | 0 | 0 | 0 | 0.46736 | 0.47437 | 0.48148 | 0.4887 | 0.49603 | 0.50348 | 0.51103 | 0.51869 | 0 | 0 | 0 | 0 | 0 | 0 | 0 | 0 | 0 | 0 | 0 | 0
C&I | Exit Sign | 15 | 0 | 577.0846 | 0 | 0.064956 | 0 | 25 | 0 | 9.8184 | 232.6419 | 12.8177 | 25 | 25 | 0 | 0 | 0 | 0 | 0 | 0 | 0 | 0 | 0 | 23.3197 | 23.6695 | 24.0245 | 24.3849 | 24.7507 | 25.1219 | 25.4987 | 25.8812 | 26.2694 | 26.6635 | 27.0634 | 27.4694 | 27.8814 | 28.2996 | 28.7241 | 29.155 | 0 | 0 | 0 | 0 | 1.2848 | 1.3041 | 1.3237 | 1.3435 | 1.3637 | 1.3841 | 1.4049 | 1.426 | 1.4473 | 1.4691 | 1.4911 | 1.5135 | 1.5362 | 1.5592 | 1.5826 | 1.6063 | 0 | 0 | 0 | 0
C&I | CAC 65 - 135 kBtuh | 15 | 0 | 198.9971 | 0 | 0.30638 | 0 | 700 | 0 | 0.20097 | 80.2223 | 60.4581 | 700 | 700 | 0 | 0 | 0 | 0 | 0 | 0 | 0 | 0 | 0 | 8.0414 | 8.162 | 8.2844 | 8.4087 | 8.5348 | 8.6628 | 8.7928 | 8.9247 | 9.0585 | 9.1944 | 9.3323 | 9.4723 | 9.6144 | 9.7586 | 9.905 | 10.0536 | 0 | 0 | 0 | 0 | 6.0602 | 6.1511 | 6.2434 | 6.3371 | 6.4321 | 6.5286 | 6.6265 | 6.7259 | 6.8268 | 6.9292 | 7.0331 | 7.1386 | 7.2457 | 7.3544 | 7.4647 | 7.5767 | 0 | 0 | 0 | 0
C&I | CAC 135 - 240 kBtuh | 15 | 0 | 405.2305 | 0 | 0.6239 | 0 | 1000 | 0 | 0.28648 | 163.3618 | 123.1147 | 1000 | 1000 | 0 | 0 | 0 | 0 | 0 | 0 | 0 | 0 | 0 | 16.3751 | 16.6208 | 16.8701 | 17.1231 | 17.38 | 17.6407 | 17.9053 | 18.1739 | 18.4465 | 18.7232 | 19.004 | 19.2891 | 19.5784 | 19.8721 | 20.1702 | 20.4727 | 0 | 0 | 0 | 0 | 12.3408 | 12.5259 | 12.7138 | 12.9045 | 13.0981 | 13.2946 | 13.494 | 13.6964 | 13.9019 | 14.1104 | 14.322 | 14.5369 | 14.7549 | 14.9762 | 15.2009 | 15.4289 | 0 | 0 | 0 | 0
C&I | CAC 240 - 760 kBtuh | 15 | 0 | 709.5669 | 0 | 1.0925 | 0 | 2000 | 0 | 0.25081 | 286.0498 | 215.5763 | 2000 | 2000 | 0 | 0 | 0 | 0 | 0 | 0 | 0 | 0 | 0 | 28.6732 | 29.1033 | 29.5399 | 29.983 | 30.4327 | 30.8892 | 31.3525 | 31.8228 | 32.3002 | 32.7847 | 33.2764 | 33.7756 | 34.2822 | 34.7964 | 35.3184 | 35.8482 | 0 | 0 | 0 | 0 | 21.6091 | 21.9332 | 22.2622 | 22.5961 | 22.9351 | 23.2791 | 23.6283 | 23.9827 | 24.3424 | 24.7076 | 25.0782 | 25.4544 | 25.8362 | 26.2237 | 26.6171 | 27.0163 | 0 | 0 | 0 | 0
C&I | CAC >760 kBtuh | 15 | 0 | 982.7386 | 0 | 1.5131 | 0 | 6333.3333 | 0 | 0.1097 | 396.1744 | 298.5697 | 6333.3333 | 6333.3333 | 0 | 0 | 0 | 0 | 0 | 0 | 0 | 0 | 0 | 39.7119 | 40.3076 | 40.9122 | 41.5259 | 42.1488 | 42.781 | 43.4227 | 44.0741 | 44.7352 | 45.4062 | 46.0873 | 46.7786 | 47.4803 | 48.1925 | 48.9154 | 49.6491 | 0 | 0 | 0 | 0 | 29.9282 | 30.3771 | 30.8328 | 31.2953 | 31.7647 | 32.2412 | 32.7248 | 33.2156 | 33.7139 | 34.2196 | 34.7329 | 35.2539 | 35.7827 | 36.3194 | 36.8642 | 37.4172 | 0 | 0 | 0 | 0
C&I | Split Package Heat Pump | 15 | 0 | 2073.6377 | 0 | 0.31514 | 0 | 370 | 0 | 2.4274 | 835.9518 | 62.1855 | 370 | 370 | 0 | 0 | 0 | 0 | 0 | 0 | 0 | 0 | 0 | 83.7946 | 85.0515 | 86.3273 | 87.6222 | 88.9365 | 90.2705 | 91.6246 | 92.999 | 94.394 | 95.8099 | 97.247 | 98.7057 | 100.1863 | 101.6891 | 103.2144 | 104.7627 | 0 | 0 | 0 | 0 | 6.2334 | 6.3269 | 6.4218 | 6.5181 | 6.6159 | 6.7151 | 6.8158 | 6.9181 | 7.0219 | 7.1272 | 7.2341 | 7.3426 | 7.4527 | 7.5645 | 7.678 | 7.7932 | 0 | 0 | 0 | 0
C&I | Single System Heat Pump | 15 | 0 | 949.3445 | 0 | 0.31514 | 0 | 370 | 0 | 1.2024 | 382.7121 | 62.1855 | 370 | 370 | 0 | 0 | 0 | 0 | 0 | 0 | 0 | 0 | 0 | 38.3625 | 38.9379 | 39.522 | 40.1148 | 40.7166 | 41.3273 | 41.9472 | 42.5764 | 43.2151 | 43.8633 | 44.5212 | 45.1891 | 45.8669 | 46.5549 | 47.2532 | 47.962 | 0 | 0 | 0 | 0 | 6.2334 | 6.3269 | 6.4218 | 6.5181 | 6.6159 | 6.7151 | 6.8158 | 6.9181 | 7.0219 | 7.1272 | 7.2341 | 7.3426 | 7.4527 | 7.5645 | 7.678 | 7.7932 | 0 | 0 | 0 | 0
C&I | Heat Pump 65 < 135 kBtuh | 15 | 0 | 1950.605 | 0 | 0.065763 | 0 | 700 | 0 | 1.1419 | 786.3533 | 12.977 | 700 | 700 | 0 | 0 | 0 | 0 | 0 | 0 | 0 | 0 | 0 | 78.8229 | 80.0052 | 81.2053 | 82.4234 | 83.6597 | 84.9146 | 86.1884 | 87.4812 | 88.7934 | 90.1253 | 91.4772 | 92.8493 | 94.2421 | 95.6557 | 97.0905 | 98.5469 | 0 | 0 | 0 | 0 | 1.3008 | 1.3203 | 1.3401 | 1.3602 | 1.3806 | 1.4013 | 1.4223 | 1.4437 | 1.4653 | 1.4873 | 1.5096 | 1.5323 | 1.5552 | 1.5786 | 1.6023 | 1.6263 | 0 | 0 | 0 | 0
C&I | Heat Pump 135 < 240 kBtuh | 15 | 0 | 193.4512 | 0 | 0.29784 | 0 | 1000 | 0 | 0.13676 | 77.9866 | 58.7732 | 1000 | 1000 | 0 | 0 | 0 | 0 | 0 | 0 | 0 | 0 | 0 | 7.8173 | 7.9345 | 8.0535 | 8.1743 | 8.297 | 8.4214 | 8.5477 | 8.6759 | 8.8061 | 8.9382 | 9.0722 | 9.2083 | 9.3465 | 9.4867 | 9.629 | 9.7734 | 0 | 0 | 0 | 0 | 5.8913 | 5.9797 | 6.0694 | 6.1604 | 6.2529 | 6.3466 | 6.4418 | 6.5385 | 6.6365 | 6.7361 | 6.8371 | 6.9397 | 7.0438 | 7.1494 | 7.2567 | 7.3655 | 0 | 0 | 0 | 0
C&I | Heat Pump >240 kBtuh | 15 | 0 | 931.7918 | 0 | 1.4346 | 0 | 2000 | 0 | 0.32936 | 375.636 | 283.0914 | 2000 | 2000 | 0 | 0 | 0 | 0 | 0 | 0 | 0 | 0 | 0 | 37.6532 | 38.218 | 38.7913 | 39.3731 | 39.9637 | 40.5632 | 41.1716 | 41.7892 | 42.416 | 43.0523 | 43.6981 | 44.3535 | 45.0188 | 45.6941 | 46.3795 | 47.0752 | 0 | 0 | 0 | 0 | 28.3767 | 28.8023 | 29.2343 | 29.6729 | 30.118 | 30.5697 | 31.0283 | 31.4937 | 31.9661 | 32.4456 | 32.9323 | 33.4263 | 33.9276 | 34.4366 | 34.9531 | 35.4774 | 0 | 0 | 0 | 0
C&I | Geothermal Heat Pump | 15 | 0 | 23256.7901 | 0 | 2.1948 | 0 | 4100 | 0 | 2.3924 | 9375.58 | 433.0967 | 4100 | 4100 | 0 | 0 | 0 | 0 | 0 | 0 | 0 | 0 | 0 | 939.7942 | 953.8911 | 968.1995 | 982.7224 | 997.4633 | 1012.4252 | 1027.6116 | 1043.0258 | 1058.6712 | 1074.5512 | 1090.6695 | 1107.0295 | 1123.635 | 1140.4895 | 1157.5969 | 1174.9608 | 0 | 0 | 0 | 0 | 43.413 | 44.0642 | 44.7251 | 45.396 | 46.0769 | 46.7681 | 47.4696 | 48.1817 | 48.9044 | 49.6379 | 50.3825 | 51.1383 | 51.9053 | 52.6839 | 53.4742 | 54.2763 | 0 | 0 | 0 | 0
C&I | Electric Storage Water Heater (>50 gallons) | 5 | 0 | 1864.5499 | 0 | 0.2094 | 0 | 1050 | 0 | 0.33079 | 329.2281 | 18.0985 | 1050 | 1050 | 0 | 0 | 0 | 0 | 0 | 0 | 0 | 0 | 0 | 75.3454 | 76.4756 | 77.6228 | 78.7871 | 79.9689 | 0 | 0 | 0 | 0 | 0 | 0 | 0 | 0 | 0 | 0 | 0 | 0 | 0 | 0 | 0 | 4.1419 | 4.2041 | 4.2671 | 4.3311 | 4.3961 | 0 | 0 | 0 | 0 | 0 | 0 | 0 | 0 | 0 | 0 | 0 | 0 | 0 | 0 | 0
C&I | Heat Pump Water Heater | 15 | 0 | 1815.1934 | 0 | 0.085994 | 0 | 700 | 0 | 1.0696 | 731.7644 | 16.9692 | 700 | 700 | 0 | 0 | 0 | 0 | 0 | 0 | 0 | 0 | 0 | 73.351 | 74.4512 | 75.568 | 76.7015 | 77.852 | 79.0198 | 80.2051 | 81.4082 | 82.6293 | 83.8688 | 85.1268 | 86.4037 | 87.6998 | 89.0153 | 90.3505 | 91.7057 | 0 | 0 | 0 | 0 | 1.701 | 1.7265 | 1.7524 | 1.7787 | 1.8053 | 1.8324 | 1.8599 | 1.8878 | 1.9161 | 1.9449 | 1.974 | 2.0036 | 2.0337 | 2.0642 | 2.0952 | 2.1266 | 0 | 0 | 0 | 0
C&I | ODC Motor | 15 | 0 | 370.3469 | 0 | 0.08417 | 0 | 115 | 0 | 1.4427 | 149.2991 | 16.6092 | 115 | 115 | 0 | 0 | 0 | 0 | 0 | 0 | 0 | 0 | 0 | 14.9655 | 15.19 | 15.4178 | 15.6491 | 15.8839 | 16.1221 | 16.3639 | 16.6094 | 16.8585 | 17.1114 | 17.3681 | 17.6286 | 17.893 | 18.1614 | 18.4339 | 18.7104 | 0 | 0 | 0 | 0 | 1.6649 | 1.6899 | 1.7152 | 1.7409 | 1.767 | 1.7935 | 1.8204 | 1.8478 | 1.8755 | 1.9036 | 1.9322 | 1.9611 | 1.9906 | 2.0204 | 2.0507 | 2.0815 | 0 | 0 | 0 | 0
C&I | TEFC Motor | 15 | 0 | 260.9262 | 0 | 0.059301 | 0 | 115 | 0 | 1.0164 | 105.188 | 11.7019 | 115 | 115 | 0 | 0 | 0 | 0 | 0 | 0 | 0 | 0 | 0 | 10.5439 | 10.702 | 10.8626 | 11.0255 | 11.1909 | 11.3588 | 11.5291 | 11.7021 | 11.8776 | 12.0558 | 12.2366 | 12.4202 | 12.6065 | 12.7956 | 12.9875 | 13.1823 | 0 | 0 | 0 | 0 | 1.173 | 1.1906 | 1.2084 | 1.2266 | 1.245 | 1.2636 | 1.2826 | 1.3018 | 1.3214 | 1.3412 | 1.3613 | 1.3817 | 1.4024 | 1.4235 | 1.4448 | 1.4665 | 0 | 0 | 0 | 0
C&I | Chiller | 20 | 0 | 2805.614 | 0 | 1.928 | 0 | 6350 | 0 | 0.25991 | 1234.993 | 415.411 | 6350 | 6350 | 0 | 0 | 0 | 0 | 0 | 0 | 0 | 0 | 0 | 113.3733 | 115.0739 | 116.8 | 118.552 | 120.3303 | 122.1353 | 123.9673 | 125.8268 | 127.7142 | 129.6299 | 131.5744 | 133.548 | 135.5512 | 137.5845 | 139.6482 | 141.743 | 143.8691 | 146.0272 | 148.2176 | 0 | 38.1351 | 38.7071 | 39.2877 | 39.877 | 40.4752 | 41.0823 | 41.6985 | 42.324 | 42.9589 | 43.6032 | 44.2573 | 44.9211 | 45.595 | 46.2789 | 46.9731 | 47.6777 | 48.3928 | 49.1187 | 49.8555 | 0
C&I | C&I Custom | 15 | 0 | 45206.6729 | 0 | 11.2142 | 0 | 7940.9 | 0 | 2.5737 | 18224.3025 | 2212.8854 | 7940.9 | 7940.9 | 0 | 0 | 0 | 0 | 0 | 0 | 0 | 0 | 0 | 1826.7769 | 1854.1786 | 1881.9913 | 1910.2211 | 1938.8745 | 1967.9576 | 1997.4769 | 2027.4391 | 2057.8507 | 2088.7184 | 2120.0492 | 2151.85 | 2184.1277 | 2216.8896 | 2250.143 | 2283.8951 | 0 | 0 | 0 | 0 | 221.8163 | 225.1436 | 228.5207 | 231.9485 | 235.4278 | 238.9592 | 242.5436 | 246.1817 | 249.8745 | 253.6226 | 257.4269 | 261.2883 | 265.2076 | 269.1858 | 273.2235 | 277.3219 | 0 | 0 | 0 | 0
Residential | Residential Audits | 0 | 0 | 0 | 0 | 0 | 0 | 0 | 0 | n/a | 0 | 0 | 0 | 0 | 0 | 0 | 0 | 0 | 0 | 0 | 0 | 0 | 0 | 0 | 0 | 0 | 0 | 0 | 0 | 0 | 0 | 0 | 0 | 0 | 0 | 0 | 0 | 0 | 0 | 0 | 0 | 0 | 0 | 0 | 0 | 0 | 0 | 0 | 0 | 0 | 0 | 0 | 0 | 0 | 0 | 0 | 0 | 0 | 0 | 0 | 0 | 0 | 0
0 | 0 | 0 | 0 | 0 | 0 | 0 | 0 | 0 | 0 | n/a | 0 | 0 | 0 | 0 | 0 | 0 | 0 | 0 | 0 | 0 | 0 | 0 | 0 | 0 | 0 | 0 | 0 | 0 | 0 | 0 | 0 | 0 | 0 | 0 | 0 | 0 | 0 | 0 | 0 | 0 | 0 | 0 | 0 | 0 | 0 | 0 | 0 | 0 | 0 | 0 | 0 | 0 | 0 | 0 | 0 | 0 | 0 | 0 | 0 | 0 | 0 | 0 | 0

## 2016 Screen
| Year | 2016
|  |  |  | Annual Savings | [6 empty] | NPV (Current Avoided Costs) |  |  | Incremental Cost | [9 empty] | Avoided Energy Savings | [19 empty] | Avoided Demand Savings
Sector | Measure | Measure Life | Remaining Life | kWh | Ret. kWh | kW | Ret. kW | Incremental Cost per Unit | Future Avoided Cost | TRC | Avoided Energy Costs | Avoided Demand Costs | Incremental Cost | 2015 | 2016 | 2017 | 2018 | 2019 | 2020 | 2021 | 2022 | 2023 | 2024 | 2015 | 2016 | 2017 | 2018 | 2019 | 2020 | 2021 | 2022 | 2023 | 2024 | 2025 | 2025 | 2026 | 2027 | 2028 | 2029 | 2030 | 2031 | 2032 | 2033 | 2015 | 2016 | 2017 | 2018 | 2019 | 2020 | 2021 | 2022 | 2023 | 2024 | 2025 | 2025 | 2026 | 2027 | 2028 | 2029 | 2030 | 2031 | 2032 | 2033
Residential | LED | 10 | 0 | 40.1182 | 0 | 0.004717 | 0 | 10 | 0 | 1.3833 | 12.0175 | 0.69165 | 9.1878 | 0 | 10 | 0 | 0 | 0 | 0 | 0 | 0 | 0 | 0 | 0 | 1.6455 | 1.6702 | 1.6952 | 1.7206 | 1.7464 | 1.7726 | 1.7992 | 1.8262 | 1.8536 | 1.8814 | 1.9096 | 0 | 0 | 0 | 0 | 0 | 0 | 0 | 0 | 0 | 0.094702 | 0.096123 | 0.097565 | 0.099028 | 0.10051 | 0.10202 | 0.10355 | 0.1051 | 0.10668 | 0.10828 | 0.10991 | 0 | 0 | 0 | 0 | 0 | 0 | 0 | 0
Residential | ENERGY STAR Fixture | 9.4 | 0 | 76.0135 | 0 | 0.0089375 | 0 | 15 | 0 | 1.7473 | 22.7701 | 1.3105 | 13.7817 | 0 | 15 | 0 | 0 | 0 | 0 | 0 | 0 | 0 | 0 | 0 | 3.1177 | 3.1645 | 3.212 | 3.2602 | 3.3091 | 3.3587 | 3.4091 | 3.4602 | 3.5121 | 3.5648 | 3.6183 | 0 | 0 | 0 | 0 | 0 | 0 | 0 | 0 | 0 | 0.17944 | 0.18213 | 0.18486 | 0.18763 | 0.19045 | 0.1933 | 0.1962 | 0.19915 | 0.20213 | 0.20517 | 0.20824 | 0 | 0 | 0 | 0 | 0 | 0 | 0 | 0
Residential | ENERGY STAR Dehumidifier | 12 | 0 | 168.6462 | 0 | 0.038518 | 0 | 60 | 0 | 1.1338 | 56.2166 | 6.2848 | 55.1268 | 0 | 60 | 0 | 0 | 0 | 0 | 0 | 0 | 0 | 0 | 0 | 6.9171 | 7.0209 | 7.1262 | 7.2331 | 7.3416 | 7.4517 | 7.5635 | 7.6769 | 7.7921 | 7.909 | 8.0276 | 8.148 | 8.2702 | 0 | 0 | 0 | 0 | 0 | 0 | 0 | 0.77331 | 0.78491 | 0.79669 | 0.80864 | 0.82077 | 0.83308 | 0.84557 | 0.85826 | 0.87113 | 0.8842 | 0.89746 | 0.91092 | 0.92459 | 0 | 0 | 0 | 0 | 0 | 0
Residential | ENERGY STAR Clothes Washer | 14 | 0 | 211.9349 | 0 | 0.0273 | 0 | 210 | 0 | 0.42355 | 76.8738 | 4.8471 | 192.9438 | 0 | 210 | 0 | 0 | 0 | 0 | 0 | 0 | 0 | 0 | 0 | 8.6926 | 8.823 | 8.9554 | 9.0897 | 9.226 | 9.3644 | 9.5049 | 9.6475 | 9.7922 | 9.9391 | 10.0882 | 10.2395 | 10.3931 | 10.549 | 10.7072 | 0 | 0 | 0 | 0 | 0 | 0.5481 | 0.55632 | 0.56466 | 0.57313 | 0.58173 | 0.59045 | 0.59931 | 0.6083 | 0.61743 | 0.62669 | 0.63609 | 0.64563 | 0.65531 | 0.66514 | 0.67512 | 0 | 0 | 0 | 0
Residential | ENERGY STAR Clothes Dryer | 14 | 0 | 175.1001 | 0 | 0.030074 | 0 | 152 | 0 | 0.49302 | 63.5129 | 5.3396 | 139.6545 | 0 | 152 | 0 | 0 | 0 | 0 | 0 | 0 | 0 | 0 | 0 | 7.1818 | 7.2896 | 7.3989 | 7.5099 | 7.6225 | 7.7369 | 7.8529 | 7.9707 | 8.0903 | 8.2116 | 8.3348 | 8.4598 | 8.5867 | 8.7155 | 8.8463 | 0 | 0 | 0 | 0 | 0 | 0.60378 | 0.61284 | 0.62203 | 0.63136 | 0.64083 | 0.65044 | 0.6602 | 0.6701 | 0.68015 | 0.69036 | 0.70071 | 0.71122 | 0.72189 | 0.73272 | 0.74371 | 0 | 0 | 0 | 0
Residential | ENERGY STAR Refrigerator | 12 | 0 | 46.38 | 0 | 0.0069906 | 0 | 40 | 0 | 0.45171 | 15.4603 | 1.1406 | 36.7512 | 0 | 40 | 0 | 0 | 0 | 0 | 0 | 0 | 0 | 0 | 0 | 1.9023 | 1.9308 | 1.9598 | 1.9892 | 2.019 | 2.0493 | 2.0801 | 2.1113 | 2.1429 | 2.1751 | 2.2077 | 2.2408 | 2.2744 | 0 | 0 | 0 | 0 | 0 | 0 | 0 | 0.14035 | 0.14245 | 0.14459 | 0.14676 | 0.14896 | 0.15119 | 0.15346 | 0.15576 | 0.1581 | 0.16047 | 0.16288 | 0.16532 | 0.1678 | 0 | 0 | 0 | 0 | 0 | 0
Residential | Recycle and Replace - ENERGY STAR Refrigerator | 12 | 4 | 46.38 | 436.4859 | 0.0069906 | 0.065789 | 451 | 390 | 0.53965 | 68.5783 | 5.0596 | 136.4557 | 0 | 451 | 0 | 0 | -390 | 0 | 0 | 0 | 0 | 0 | 0 | 17.9027 | 18.1713 | 18.4438 | 18.7205 | 2.019 | 2.0493 | 2.0801 | 2.1113 | 2.1429 | 2.1751 | 2.2077 | 2.2408 | 2.2744 | 0 | 0 | 0 | 0 | 0 | 0 | 0 | 1.3208 | 1.3406 | 1.3607 | 1.3812 | 0.14896 | 0.15119 | 0.15346 | 0.15576 | 0.1581 | 0.16047 | 0.16288 | 0.16532 | 0.1678 | 0 | 0 | 0 | 0 | 0 | 0
Residential | CEE Tier 2 Refrigerator | 12 | 0 | 69.4013 | 0 | 0.01046 | 0 | 140 | 0 | 0.19312 | 23.1343 | 1.7068 | 128.6292 | 0 | 140 | 0 | 0 | 0 | 0 | 0 | 0 | 0 | 0 | 0 | 2.8465 | 2.8892 | 2.9326 | 2.9766 | 3.0212 | 3.0665 | 3.1125 | 3.1592 | 3.2066 | 3.2547 | 3.3035 | 3.3531 | 3.4034 | 0 | 0 | 0 | 0 | 0 | 0 | 0 | 0.21001 | 0.21316 | 0.21636 | 0.2196 | 0.2229 | 0.22624 | 0.22964 | 0.23308 | 0.23658 | 0.24013 | 0.24373 | 0.24738 | 0.25109 | 0 | 0 | 0 | 0 | 0 | 0
Residential | ENERGY STAR Freezer | 11 | 0 | 31.8675 | 0 | 0.003456 | 0 | 35 | 0 | 0.33086 | 10.1032 | 0.53632 | 32.1573 | 0 | 35 | 0 | 0 | 0 | 0 | 0 | 0 | 0 | 0 | 0 | 1.3071 | 1.3267 | 1.3466 | 1.3668 | 1.3873 | 1.4081 | 1.4292 | 1.4506 | 1.4724 | 1.4945 | 1.5169 | 1.5397 | 0 | 0 | 0 | 0 | 0 | 0 | 0 | 0 | 0.069384 | 0.070425 | 0.071481 | 0.072554 | 0.073642 | 0.074746 | 0.075868 | 0.077006 | 0.078161 | 0.079333 | 0.080523 | 0.081731 | 0 | 0 | 0 | 0 | 0 | 0 | 0
Residential | ES Dishwasher (Electric DHW) | 10 | 0 | 12.564 | 0 | 0.0060404 | 0 | 50 | 0 | 0.10121 | 3.7636 | 0.88569 | 45.939 | 0 | 50 | 0 | 0 | 0 | 0 | 0 | 0 | 0 | 0 | 0 | 0.51532 | 0.52305 | 0.5309 | 0.53886 | 0.54694 | 0.55515 | 0.56347 | 0.57193 | 0.5805 | 0.58921 | 0.59805 | 0 | 0 | 0 | 0 | 0 | 0 | 0 | 0 | 0 | 0.12127 | 0.12309 | 0.12494 | 0.12681 | 0.12871 | 0.13064 | 0.1326 | 0.13459 | 0.13661 | 0.13866 | 0.14074 | 0 | 0 | 0 | 0 | 0 | 0 | 0 | 0
Residential | ES Dishwasher (Gas DHW) | 10 | 0 | 5.5282 | 0 | 0.0026578 | 0 | 50 | 0 | 0.04453 | 1.656 | 0.3897 | 45.939 | 0 | 50 | 0 | 0 | 0 | 0 | 0 | 0 | 0 | 0 | 0 | 0.22674 | 0.23014 | 0.23359 | 0.2371 | 0.24065 | 0.24426 | 0.24793 | 0.25165 | 0.25542 | 0.25925 | 0.26314 | 0 | 0 | 0 | 0 | 0 | 0 | 0 | 0 | 0 | 0.053359 | 0.05416 | 0.054972 | 0.055797 | 0.056634 | 0.057483 | 0.058345 | 0.05922 | 0.060109 | 0.06101 | 0.061926 | 0 | 0 | 0 | 0 | 0 | 0 | 0 | 0
Residential | ENERGY STAR Room Air Conditioner | 12 | 0 | 56.4899 | 0 | 0.085735 | 0 | 200 | 0 | 0.1786 | 18.8304 | 13.9891 | 183.756 | 0 | 200 | 0 | 0 | 0 | 0 | 0 | 0 | 0 | 0 | 0 | 2.317 | 2.3517 | 2.387 | 2.4228 | 2.4591 | 2.496 | 2.5335 | 2.5715 | 2.61 | 2.6492 | 2.6889 | 2.7293 | 2.7702 | 0 | 0 | 0 | 0 | 0 | 0 | 0 | 1.7213 | 1.7471 | 1.7733 | 1.7999 | 1.8269 | 1.8543 | 1.8821 | 1.9104 | 1.939 | 1.9681 | 1.9976 | 2.0276 | 2.058 | 0 | 0 | 0 | 0 | 0 | 0
Residential | Advanced Power Strip | 10 | 0 | 78.6297 | 0 | 0.01103 | 0 | 20 | 0 | 1.3698 | 23.5538 | 1.6172 | 18.3756 | 0 | 20 | 0 | 0 | 0 | 0 | 0 | 0 | 0 | 0 | 0 | 3.225 | 3.2734 | 3.3225 | 3.3724 | 3.4229 | 3.4743 | 3.5264 | 3.5793 | 3.633 | 3.6875 | 3.7428 | 0 | 0 | 0 | 0 | 0 | 0 | 0 | 0 | 0 | 0.22144 | 0.22476 | 0.22813 | 0.23155 | 0.23503 | 0.23855 | 0.24213 | 0.24576 | 0.24945 | 0.25319 | 0.25699 | 0 | 0 | 0 | 0 | 0 | 0 | 0 | 0
Residential | Refrigerator Recycle | 8 | 0 | 1349.583 | 0 | 0.15406 | 0 | 93 | 0 | 3.9883 | 322.7485 | 18.0345 | 85.4465 | 0 | 93 | 0 | 0 | 0 | 0 | 0 | 0 | 0 | 0 | 0 | 55.3539 | 56.1843 | 57.027 | 57.8824 | 58.7507 | 59.6319 | 60.5264 | 61.4343 | 0 | 0 | 0 | 0 | 0 | 0 | 0 | 0 | 0 | 0 | 0 | 0 | 3.0931 | 3.1395 | 3.1865 | 3.2343 | 3.2829 | 3.3321 | 3.3821 | 3.4328 | 0 | 0 | 0 | 0 | 0 | 0 | 0 | 0 | 0 | 0 | 0
Residential | Freezer Recycle | 8 | 0 | 1156.935 | 0 | 0.13207 | 0 | 93 | 0 | 3.419 | 276.6773 | 15.4601 | 85.4465 | 0 | 93 | 0 | 0 | 0 | 0 | 0 | 0 | 0 | 0 | 0 | 47.4524 | 48.1642 | 48.8866 | 49.6199 | 50.3642 | 51.1197 | 51.8865 | 52.6648 | 0 | 0 | 0 | 0 | 0 | 0 | 0 | 0 | 0 | 0 | 0 | 0 | 2.6515 | 2.6913 | 2.7317 | 2.7727 | 2.8142 | 2.8565 | 2.8993 | 2.9428 | 0 | 0 | 0 | 0 | 0 | 0 | 0 | 0 | 0 | 0 | 0
Residential | Air Sealing (Electric Heat) | 15 | 0 | 1407.486 | 0 | 0.59893 | 0 | 272 | 0 | 2.5584 | 529.1392 | 110.2156 | 249.9081 | 0 | 272 | 0 | 0 | 0 | 0 | 0 | 0 | 0 | 0 | 0 | 57.7289 | 58.5948 | 59.4737 | 60.3658 | 61.2713 | 62.1904 | 63.1232 | 64.0701 | 65.0312 | 66.0066 | 66.9967 | 68.0017 | 69.0217 | 70.057 | 71.1079 | 72.1745 | 0 | 0 | 0 | 0 | 12.0245 | 12.2048 | 12.3879 | 12.5737 | 12.7623 | 12.9538 | 13.1481 | 13.3453 | 13.5455 | 13.7487 | 13.9549 | 14.1642 | 14.3767 | 14.5923 | 14.8112 | 15.0334 | 0 | 0 | 0
Residential | Air Sealing (Gas Heat) | 15 | 0 | 59.8233 | 0 | 0.092307 | 0 | 272 | 0 | 0.15797 | 22.4904 | 16.9866 | 249.9081 | 0 | 272 | 0 | 0 | 0 | 0 | 0 | 0 | 0 | 0 | 0 | 2.4537 | 2.4905 | 2.5279 | 2.5658 | 2.6043 | 2.6433 | 2.683 | 2.7232 | 2.7641 | 2.8055 | 2.8476 | 2.8903 | 2.9337 | 2.9777 | 3.0223 | 3.0677 | 0 | 0 | 0 | 0 | 1.8532 | 1.881 | 1.9092 | 1.9379 | 1.967 | 1.9965 | 2.0264 | 2.0568 | 2.0876 | 2.119 | 2.1507 | 2.183 | 2.2158 | 2.249 | 2.2827 | 2.317 | 0 | 0 | 0
Residential | Attic Insulation | 20 | 0 | 539.2962 | 0 | 0.22949 | 0 | 575.25 | 0 | 0.49289 | 215.5982 | 44.9074 | 528.5281 | 0 | 575.25 | 0 | 0 | 0 | 0 | 0 | 0 | 0 | 0 | 0 | 22.1196 | 22.4513 | 22.7881 | 23.1299 | 23.4769 | 23.829 | 24.1865 | 24.5493 | 24.9175 | 25.2913 | 25.6706 | 26.0557 | 26.4465 | 26.8432 | 27.2459 | 27.6546 | 28.0694 | 28.4904 | 0 | 0 | 4.6073 | 4.6764 | 4.7466 | 4.8178 | 4.8901 | 4.9634 | 5.0379 | 5.1134 | 5.1901 | 5.268 | 5.347 | 5.4272 | 5.5086 | 5.5912 | 5.6751 | 5.7602 | 5.8466 | 5.9343 | 0
Residential | Wall Insulation | 20 | 0 | 5069.6315 | 0 | 2.1573 | 0 | 1011.7707 | 0 | 2.6343 | 2026.7216 | 422.1502 | 929.5945 | 0 | 1011.7707 | 0 | 0 | 0 | 0 | 0 | 0 | 0 | 0 | 0 | 207.934 | 211.053 | 214.2188 | 217.432 | 220.6935 | 224.0039 | 227.364 | 230.7744 | 234.2361 | 237.7496 | 241.3158 | 244.9356 | 248.6096 | 252.3388 | 256.1238 | 259.9657 | 263.8652 | 267.8232 | 0 | 0 | 43.311 | 43.9607 | 44.6201 | 45.2894 | 45.9687 | 46.6583 | 47.3581 | 48.0685 | 48.7895 | 49.5214 | 50.2642 | 51.0182 | 51.7834 | 52.5602 | 53.3486 | 54.1488 | 54.9611 | 55.7855 | 0
Residential | Faucet Aerator - Kitchen | 9 | 0 | 266.5067 | 0 | 0.029762 | 0 | 8 | 0 | 9.9694 | 69.4792 | 3.798 | 7.3502 | 0 | 8 | 0 | 0 | 0 | 0 | 0 | 0 | 0 | 0 | 0 | 10.9309 | 11.0949 | 11.2613 | 11.4302 | 11.6017 | 11.7757 | 11.9524 | 12.1316 | 12.3136 | 0 | 0 | 0 | 0 | 0 | 0 | 0 | 0 | 0 | 0 | 0 | 0.59753 | 0.60649 | 0.61559 | 0.62482 | 0.63419 | 0.64371 | 0.65336 | 0.66316 | 0.67311 | 0 | 0 | 0 | 0 | 0 | 0 | 0 | 0 | 0 | 0
Residential | Faucet Aerator - Bathroom | 9 | 0 | 113.0064 | 0 | 0.01262 | 0 | 8 | 0 | 4.2273 | 29.4612 | 1.6105 | 7.3502 | 0 | 8 | 0 | 0 | 0 | 0 | 0 | 0 | 0 | 0 | 0 | 4.635 | 4.7045 | 4.7751 | 4.8467 | 4.9194 | 4.9932 | 5.0681 | 5.1442 | 5.2213 | 0 | 0 | 0 | 0 | 0 | 0 | 0 | 0 | 0 | 0 | 0 | 0.25337 | 0.25717 | 0.26103 | 0.26494 | 0.26892 | 0.27295 | 0.27704 | 0.2812 | 0.28542 | 0 | 0 | 0 | 0 | 0 | 0 | 0 | 0 | 0 | 0
Residential | Low Flow Showerhead | 10 | 0 | 142.1774 | 0 | 0.010401 | 0 | 12 | 0 | 4.0012 | 42.5897 | 1.5251 | 11.0254 | 0 | 12 | 0 | 0 | 0 | 0 | 0 | 0 | 0 | 0 | 0 | 5.8315 | 5.919 | 6.0077 | 6.0979 | 6.1893 | 6.2822 | 6.3764 | 6.472 | 6.5691 | 6.6677 | 6.7677 | 0 | 0 | 0 | 0 | 0 | 0 | 0 | 0 | 0 | 0.20883 | 0.21196 | 0.21514 | 0.21836 | 0.22164 | 0.22496 | 0.22834 | 0.23176 | 0.23524 | 0.23877 | 0.24235 | 0 | 0 | 0 | 0 | 0 | 0 | 0 | 0
Residential | Water Heater Tank Wrap | 5 | 0 | 149.721 | 0 | 0.017171 | 0 | 10 | 0 | 2.8339 | 24.6538 | 1.384 | 9.1878 | 0 | 10 | 0 | 0 | 0 | 0 | 0 | 0 | 0 | 0 | 0 | 6.1409 | 6.233 | 6.3265 | 6.4214 | 6.5177 | 0 | 0 | 0 | 0 | 0 | 0 | 0 | 0 | 0 | 0 | 0 | 0 | 0 | 0 | 0 | 0.34473 | 0.3499 | 0.35515 | 0.36048 | 0.36589 | 0 | 0 | 0 | 0 | 0 | 0 | 0 | 0 | 0 | 0 | 0 | 0 | 0 | 0
Residential | Hot Water Pipe Insulation | 15 | 0 | 141.8889 | 0 | 0.016197 | 0 | 15 | 0 | 4.0868 | 53.3426 | 2.9807 | 13.7817 | 0 | 15 | 0 | 0 | 0 | 0 | 0 | 0 | 0 | 0 | 0 | 5.8197 | 5.907 | 5.9956 | 6.0855 | 6.1768 | 6.2694 | 6.3635 | 6.4589 | 6.5558 | 6.6541 | 6.754 | 6.8553 | 6.9581 | 7.0625 | 7.1684 | 7.2759 | 0 | 0 | 0 | 0 | 0.32519 | 0.33007 | 0.33502 | 0.34004 | 0.34514 | 0.35032 | 0.35558 | 0.36091 | 0.36632 | 0.37182 | 0.3774 | 0.38306 | 0.3888 | 0.39463 | 0.40055 | 0.40656 | 0 | 0 | 0
Residential | CAC/ASHP Tune-Up | 2 | 0 | 111.7568 | 0 | 0.073745 | 0 | 175 | 0 | 0.06697 | 8.1389 | 2.6289 | 160.7865 | 0 | 175 | 0 | 0 | 0 | 0 | 0 | 0 | 0 | 0 | 0 | 4.5838 | 4.6525 | 0 | 0 | 0 | 0 | 0 | 0 | 0 | 0 | 0 | 0 | 0 | 0 | 0 | 0 | 0 | 0 | 0 | 0 | 1.4806 | 1.5028 | 0 | 0 | 0 | 0 | 0 | 0 | 0 | 0 | 0 | 0 | 0 | 0 | 0 | 0 | 0 | 0 | 0
Residential | CAC SEER 14.5 | 18 | 0 | 177.8622 | 0 | 0.25699 | 0 | 178 | 0 | 0.74228 | 71.1052 | 50.2897 | 163.5428 | 0 | 178 | 0 | 0 | 0 | 0 | 0 | 0 | 0 | 0 | 0 | 7.2951 | 7.4046 | 7.5156 | 7.6284 | 7.7428 | 7.8589 | 7.9768 | 8.0965 | 8.2179 | 8.3412 | 8.4663 | 8.5933 | 8.7222 | 8.853 | 8.9858 | 9.1206 | 9.2574 | 9.3963 | 0 | 0 | 5.1595 | 5.2369 | 5.3155 | 5.3952 | 5.4761 | 5.5583 | 5.6417 | 5.7263 | 5.8122 | 5.8994 | 5.9878 | 6.0777 | 6.1688 | 6.2614 | 6.3553 | 6.4506 | 6.5474 | 6.6456 | 0
Residential | CAC SEER 15 | 18 | 0 | 229.2447 | 0 | 0.417 | 0 | 238 | 0 | 0.79229 | 91.6467 | 81.6021 | 218.6696 | 0 | 238 | 0 | 0 | 0 | 0 | 0 | 0 | 0 | 0 | 0 | 9.4026 | 9.5436 | 9.6868 | 9.8321 | 9.9796 | 10.1293 | 10.2812 | 10.4354 | 10.592 | 10.7508 | 10.9121 | 11.0758 | 11.2419 | 11.4106 | 11.5817 | 11.7554 | 11.9318 | 12.1107 | 0 | 0 | 8.3721 | 8.4976 | 8.6251 | 8.7545 | 8.8858 | 9.0191 | 9.1544 | 9.2917 | 9.4311 | 9.5725 | 9.7161 | 9.8619 | 10.0098 | 10.1599 | 10.3123 | 10.467 | 10.624 | 10.7834 | 0
Residential | CAC SEER 16 | 18 | 0 | 322.3753 | 0 | 0.47444 | 0 | 257 | 0 | 0.93899 | 128.8782 | 92.8425 | 236.1264 | 0 | 257 | 0 | 0 | 0 | 0 | 0 | 0 | 0 | 0 | 0 | 13.2224 | 13.4208 | 13.6221 | 13.8264 | 14.0338 | 14.2443 | 14.458 | 14.6748 | 14.895 | 15.1184 | 15.3452 | 15.5753 | 15.809 | 16.0461 | 16.2868 | 16.5311 | 16.7791 | 17.0307 | 0 | 0 | 9.5253 | 9.6682 | 9.8132 | 9.9604 | 10.1098 | 10.2614 | 10.4154 | 10.5716 | 10.7302 | 10.8911 | 11.0545 | 11.2203 | 11.3886 | 11.5594 | 11.7328 | 11.9088 | 12.0874 | 12.2688 | 0
Residential | Early Retirement CAC SEER 14.5 | 18 | 8 | 177.8622 | 693.6628 | 0.25699 | 0.86036 | 1444 | 1266 | 0.46118 | 194.4573 | 120.9201 | 683.8447 | 0 | 1444 | 0 | 0 | 0 | 0 | 0 | 0 | -1266 | 0 | 0 | 28.451 | 28.8778 | 29.3109 | 29.7506 | 30.1968 | 30.6498 | 31.1095 | 31.5762 | 8.2179 | 8.3412 | 8.4663 | 8.5933 | 8.7222 | 8.853 | 8.9858 | 9.1206 | 9.2574 | 9.3963 | 0 | 0 | 17.2732 | 17.5323 | 17.7953 | 18.0622 | 18.3332 | 18.6081 | 18.8873 | 19.1706 | 5.8122 | 5.8994 | 5.9878 | 6.0777 | 6.1688 | 6.2614 | 6.3553 | 6.4506 | 6.5474 | 6.6456 | 0
Residential | Early Retirement CAC SEER 15 | 18 | 8 | 229.2447 | 745.0452 | 0.417 | 1.0204 | 1504 | 1266 | 0.49695 | 214.9988 | 152.2325 | 738.9715 | 0 | 1504 | 0 | 0 | 0 | 0 | 0 | 0 | -1266 | 0 | 0 | 30.5585 | 31.0168 | 31.4821 | 31.9543 | 32.4336 | 32.9202 | 33.414 | 33.9152 | 10.592 | 10.7508 | 10.9121 | 11.0758 | 11.2419 | 11.4106 | 11.5817 | 11.7554 | 11.9318 | 12.1107 | 0 | 0 | 20.4857 | 20.793 | 21.1049 | 21.4215 | 21.7428 | 22.069 | 22.4 | 22.736 | 9.4311 | 9.5725 | 9.7161 | 9.8619 | 10.0098 | 10.1599 | 10.3123 | 10.467 | 10.624 | 10.7834 | 0
Residential | Early Retirement CAC SEER 16 | 18 | 8 | 322.3753 | 838.1758 | 0.47444 | 1.0778 | 1523 | 1266 | 0.54956 | 252.2303 | 163.4729 | 756.4284 | 0 | 1523 | 0 | 0 | 0 | 0 | 0 | 0 | -1266 | 0 | 0 | 34.3783 | 34.894 | 35.4174 | 35.9486 | 36.4879 | 37.0352 | 37.5907 | 38.1546 | 14.895 | 15.1184 | 15.3452 | 15.5753 | 15.809 | 16.0461 | 16.2868 | 16.5311 | 16.7791 | 17.0307 | 0 | 0 | 21.639 | 21.9635 | 22.293 | 22.6274 | 22.9668 | 23.3113 | 23.661 | 24.0159 | 10.7302 | 10.8911 | 11.0545 | 11.2203 | 11.3886 | 11.5594 | 11.7328 | 11.9088 | 12.0874 | 12.2688 | 0
Residential | Programmable Tstat CAC | 10 | 0 | 134.1081 | 0 | 0.24002 | 0 | 30 | 0 | 2.7343 | 40.1726 | 35.1937 | 27.5634 | 0 | 30 | 0 | 0 | 0 | 0 | 0 | 0 | 0 | 0 | 0 | 5.5005 | 5.583 | 5.6668 | 5.7518 | 5.8381 | 5.9256 | 6.0145 | 6.1047 | 6.1963 | 6.2892 | 6.3836 | 0 | 0 | 0 | 0 | 0 | 0 | 0 | 0 | 0 | 4.8188 | 4.8911 | 4.9645 | 5.0389 | 5.1145 | 5.1912 | 5.2691 | 5.3481 | 5.4283 | 5.5098 | 5.5924 | 0 | 0 | 0 | 0 | 0 | 0 | 0 | 0
Residential | Heat Pump SEER 15 | 18 | 0 | 501.3088 | 0 | 0.51608 | 0 | 293.8082 | 0 | 1.1165 | 200.4117 | 100.9892 | 269.9451 | 0 | 293.8082 | 0 | 0 | 0 | 0 | 0 | 0 | 0 | 0 | 0 | 20.5615 | 20.8699 | 21.1829 | 21.5007 | 21.8232 | 22.1505 | 22.4828 | 22.8201 | 23.1624 | 23.5098 | 23.8624 | 24.2204 | 24.5837 | 24.9524 | 25.3267 | 25.7066 | 26.0922 | 26.4836 | 0 | 0 | 10.3611 | 10.5165 | 10.6743 | 10.8344 | 10.9969 | 11.1619 | 11.3293 | 11.4992 | 11.6717 | 11.8468 | 12.0245 | 12.2049 | 12.3879 | 12.5737 | 12.7624 | 12.9538 | 13.1481 | 13.3453 | 0
Residential | Heat Pump SEER 16 | 18 | 0 | 594.4394 | 0 | 0.51608 | 0 | 587.6165 | 0 | 0.62722 | 237.6431 | 100.9892 | 539.8902 | 0 | 587.6165 | 0 | 0 | 0 | 0 | 0 | 0 | 0 | 0 | 0 | 24.3813 | 24.747 | 25.1182 | 25.495 | 25.8774 | 26.2656 | 26.6596 | 27.0594 | 27.4653 | 27.8773 | 28.2955 | 28.7199 | 29.1507 | 29.588 | 30.0318 | 30.4823 | 30.9395 | 31.4036 | 0 | 0 | 10.3611 | 10.5165 | 10.6743 | 10.8344 | 10.9969 | 11.1619 | 11.3293 | 11.4992 | 11.6717 | 11.8468 | 12.0245 | 12.2049 | 12.3879 | 12.5737 | 12.7624 | 12.9538 | 13.1481 | 13.3453 | 0
Residential | Early Retirement Heat Pump SEER 15 | 18 | 8 | 501.3088 | 3443.349 | 0.51608 | 1.9712 | 2480.1501 | 2186.3419 | 1.0058 | 903.9912 | 271.3218 | 1168.49 | 0 | 2480.1501 | 0 | 0 | 0 | 0 | 0 | 0 | -2186.3419 | 0 | 0 | 141.231 | 143.3495 | 145.4997 | 147.6822 | 149.8974 | 152.1459 | 154.4281 | 156.7445 | 23.1624 | 23.5098 | 23.8624 | 24.2204 | 24.5837 | 24.9524 | 25.3267 | 25.7066 | 26.0922 | 26.4836 | 0 | 0 | 39.5745 | 40.1681 | 40.7707 | 41.3822 | 42.0029 | 42.633 | 43.2725 | 43.9216 | 11.6717 | 11.8468 | 12.0245 | 12.2049 | 12.3879 | 12.5737 | 12.7624 | 12.9538 | 13.1481 | 13.3453 | 0
Residential | Early Retirement Heat Pump SEER 16 | 18 | 8 | 594.4394 | 3536.4796 | 0.51608 | 1.9712 | 2773.9584 | 2186.3419 | 0.84296 | 941.2227 | 271.3218 | 1438.4351 | 0 | 2773.9584 | 0 | 0 | 0 | 0 | 0 | 0 | -2186.3419 | 0 | 0 | 145.0508 | 147.2266 | 149.435 | 151.6765 | 153.9516 | 156.2609 | 158.6048 | 160.9839 | 27.4653 | 27.8773 | 28.2955 | 28.7199 | 29.1507 | 29.588 | 30.0318 | 30.4823 | 30.9395 | 31.4036 | 0 | 0 | 39.5745 | 40.1681 | 40.7707 | 41.3822 | 42.0029 | 42.633 | 43.2725 | 43.9216 | 11.6717 | 11.8468 | 12.0245 | 12.2049 | 12.3879 | 12.5737 | 12.7624 | 12.9538 | 13.1481 | 13.3453 | 0
Residential | Programmable Tstat | 10 | 0 | 868.0468 | 0 | 0.24424 | 0 | 30 | 0 | 10.7331 | 260.0264 | 35.8131 | 27.5634 | 0 | 30 | 0 | 0 | 0 | 0 | 0 | 0 | 0 | 0 | 0 | 35.6035 | 36.1375 | 36.6796 | 37.2298 | 37.7882 | 38.355 | 38.9304 | 39.5143 | 40.107 | 40.7086 | 41.3193 | 0 | 0 | 0 | 0 | 0 | 0 | 0 | 0 | 0 | 4.9036 | 4.9772 | 5.0518 | 5.1276 | 5.2045 | 5.2826 | 5.3618 | 5.4423 | 5.5239 | 5.6067 | 5.6908 | 0 | 0 | 0 | 0 | 0 | 0 | 0 | 0
Residential | Heat Pump SEER 15 Replace Electric Furnace | 18 | 0 | 16339.9381 | 0 | 5.8411 | 0 | 4554 | 0 | 1.8344 | 6532.3298 | 1143.033 | 4184.1235 | 0 | 4554 | 0 | 0 | 0 | 0 | 0 | 0 | 0 | 0 | 0 | 670.1923 | 680.2452 | 690.4488 | 700.8056 | 711.3177 | 721.9874 | 732.8172 | 743.8095 | 754.9666 | 766.2911 | 777.7855 | 789.4523 | 801.2941 | 813.3135 | 825.5132 | 837.8959 | 850.4643 | 863.2213 | 0 | 0 | 117.2709 | 119.0299 | 120.8154 | 122.6276 | 124.467 | 126.334 | 128.229 | 130.1525 | 132.1048 | 134.0863 | 136.0976 | 138.1391 | 140.2112 | 142.3143 | 144.4491 | 146.6158 | 148.815 | 151.0473 | 0
Residential | ECM Blower Motor | 20 | 0 | 753.84 | 0 | 0.068788 | 0 | 250 | 0 | 1.3706 | 301.3678 | 13.4609 | 229.695 | 0 | 250 | 0 | 0 | 0 | 0 | 0 | 0 | 0 | 0 | 0 | 30.9192 | 31.383 | 31.8537 | 32.3315 | 32.8165 | 33.3088 | 33.8084 | 34.3155 | 34.8302 | 35.3527 | 35.883 | 36.4212 | 36.9676 | 37.5221 | 38.0849 | 38.6562 | 39.236 | 39.8246 | 0 | 0 | 1.381 | 1.4017 | 1.4228 | 1.4441 | 1.4658 | 1.4878 | 1.5101 | 1.5327 | 1.5557 | 1.5791 | 1.6027 | 1.6268 | 1.6512 | 1.676 | 1.7011 | 1.7266 | 1.7525 | 1.7788 | 0
Residential | Ductless Mini-Split HP SEER ≥19 | 18 | 0 | 1873.2576 | 0 | 0.87767 | 0 | 716 | 0 | 1.3995 | 748.8851 | 171.7482 | 657.8464 | 0 | 716 | 0 | 0 | 0 | 0 | 0 | 0 | 0 | 0 | 0 | 76.8328 | 77.9853 | 79.155 | 80.3424 | 81.5475 | 82.7707 | 84.0123 | 85.2725 | 86.5516 | 87.8498 | 89.1676 | 90.5051 | 91.8627 | 93.2406 | 94.6392 | 96.0588 | 97.4997 | 98.9622 | 0 | 0 | 17.6207 | 17.885 | 18.1533 | 18.4256 | 18.702 | 18.9825 | 19.2673 | 19.5563 | 19.8496 | 20.1473 | 20.4496 | 20.7563 | 21.0676 | 21.3837 | 21.7044 | 22.03 | 22.3604 | 22.6958 | 0
Residential | Ductless Mini-Split AC SEER ≥19 | 18 | 0 | 374.086 | 0 | 0.70214 | 0 | 300 | 0 | 1.0411 | 149.5509 | 137.3986 | 275.634 | 0 | 300 | 0 | 0 | 0 | 0 | 0 | 0 | 0 | 0 | 0 | 15.3434 | 15.5735 | 15.8071 | 16.0442 | 16.2849 | 16.5292 | 16.7771 | 17.0288 | 17.2842 | 17.5434 | 17.8066 | 18.0737 | 18.3448 | 18.62 | 18.8993 | 19.1828 | 19.4705 | 19.7626 | 0 | 0 | 14.0966 | 14.308 | 14.5226 | 14.7405 | 14.9616 | 15.186 | 15.4138 | 15.645 | 15.8797 | 16.1179 | 16.3596 | 16.605 | 16.8541 | 17.1069 | 17.3635 | 17.624 | 17.8883 | 18.1567 | 0
Residential | Geothermal EER ≥21 | 25 | 0 | 5167.2257 | 0 | 0.7981 | 0 | 2313.6581 | 0 | 1.0452 | 2065.7375 | 156.1769 | 2125.7425 | 0 | 2313.6581 | 0 | 0 | 0 | 0 | 0 | 0 | 0 | 0 | 0 | 211.9368 | 215.1159 | 218.3426 | 221.6178 | 224.942 | 228.3162 | 231.7409 | 235.217 | 238.7453 | 242.3265 | 245.9614 | 249.6508 | 253.3955 | 257.1965 | 261.0544 | 264.9702 | 268.9448 | 272.979 | 0 | 0 | 16.0232 | 16.2635 | 16.5075 | 16.7551 | 17.0064 | 17.2615 | 17.5204 | 17.7832 | 18.05 | 18.3207 | 18.5955 | 18.8745 | 19.1576 | 19.4449 | 19.7366 | 20.0327 | 20.3332 | 20.6382 | 0
Residential | Early Retirement Geothermal EER ≥21 | 25 | 8 | 5167.2257 | 11697.8166 | 0.7981 | 1.6818 | 4500 | 2186.3419 | 1.2853 | 3627.5075 | 259.6213 | 3024.2874 | 0 | 4500 | 0 | 0 | 0 | 0 | 0 | 0 | -2186.3419 | 0 | 0 | 479.7929 | 486.9898 | 494.2947 | 501.7091 | 509.2347 | 516.8732 | 524.6263 | 532.4957 | 238.7453 | 242.3265 | 245.9614 | 249.6508 | 253.3955 | 257.1965 | 261.0544 | 264.9702 | 268.9448 | 272.979 | 0 | 0 | 33.7647 | 34.2712 | 34.7852 | 35.307 | 35.8366 | 36.3742 | 36.9198 | 37.4736 | 18.05 | 18.3207 | 18.5955 | 18.8745 | 19.1576 | 19.4449 | 19.7366 | 20.0327 | 20.3332 | 20.6382 | 0
Residential | Heat Pump Water Heater | 15 | 0 | 1815.1934 | 0 | 0.085994 | 0 | 700 | 0 | 1.0857 | 682.4153 | 15.8248 | 643.1459 | 0 | 700 | 0 | 0 | 0 | 0 | 0 | 0 | 0 | 0 | 0 | 74.4512 | 75.568 | 76.7015 | 77.852 | 79.0198 | 80.2051 | 81.4082 | 82.6293 | 83.8688 | 85.1268 | 86.4037 | 87.6998 | 89.0153 | 90.3505 | 91.7057 | 93.0813 | 0 | 0 | 0 | 0 | 1.7265 | 1.7524 | 1.7787 | 1.8053 | 1.8324 | 1.8599 | 1.8878 | 1.9161 | 1.9449 | 1.974 | 2.0036 | 2.0337 | 2.0642 | 2.0952 | 2.1266 | 2.1585 | 0 | 0 | 0
Residential | Electric Storage Water Heater EF 0.95 | 15 | 0 | 131.7222 | 0 | 0.015037 | 0 | 51.06 | 0 | 1.1146 | 49.5205 | 2.7671 | 46.9129 | 0 | 51.06 | 0 | 0 | 0 | 0 | 0 | 0 | 0 | 0 | 0 | 5.4027 | 5.4837 | 5.566 | 5.6494 | 5.7342 | 5.8202 | 5.9075 | 5.9961 | 6.0861 | 6.1774 | 6.27 | 6.3641 | 6.4595 | 6.5564 | 6.6548 | 6.7546 | 0 | 0 | 0 | 0 | 0.30189 | 0.30642 | 0.31101 | 0.31568 | 0.32041 | 0.32522 | 0.3301 | 0.33505 | 0.34008 | 0.34518 | 0.35035 | 0.35561 | 0.36094 | 0.36636 | 0.37185 | 0.37743 | 0 | 0 | 0
Residential | Electric Storage Water Heater EF >0.95 | 15 | 0 | 232.8681 | 0 | 0.026583 | 0 | 51.06 | 0 | 1.9704 | 87.5459 | 4.8919 | 46.9129 | 0 | 51.06 | 0 | 0 | 0 | 0 | 0 | 0 | 0 | 0 | 0 | 9.5512 | 9.6945 | 9.8399 | 9.9875 | 10.1373 | 10.2894 | 10.4437 | 10.6004 | 10.7594 | 10.9208 | 11.0846 | 11.2509 | 11.4196 | 11.5909 | 11.7648 | 11.9412 | 0 | 0 | 0 | 0 | 0.5337 | 0.54171 | 0.54983 | 0.55808 | 0.56645 | 0.57495 | 0.58357 | 0.59233 | 0.60121 | 0.61023 | 0.61938 | 0.62867 | 0.6381 | 0.64767 | 0.65739 | 0.66725 | 0 | 0 | 0
Residential | Water Heater Temperature Setback | 2 | 0 | 52.8086 | 0 | 0.0060243 | 0 | 5 | 0 | 0.88392 | 3.8459 | 0.21475 | 4.5939 | 0 | 5 | 0 | 0 | 0 | 0 | 0 | 0 | 0 | 0 | 0 | 2.166 | 2.1985 | 0 | 0 | 0 | 0 | 0 | 0 | 0 | 0 | 0 | 0 | 0 | 0 | 0 | 0 | 0 | 0 | 0 | 0 | 0.12095 | 0.12276 | 0 | 0 | 0 | 0 | 0 | 0 | 0 | 0 | 0 | 0 | 0 | 0 | 0 | 0 | 0 | 0 | 0
Residential | School-Based Education | 5 | 0 | 415.6566 | 0 | 0.04189 | 0 | 60 | 0 | 1.3028 | 68.444 | 3.3764 | 55.1268 | 0 | 60 | 0 | 0 | 0 | 0 | 0 | 0 | 0 | 0 | 0 | 17.0484 | 17.3041 | 17.5637 | 17.8271 | 18.0946 | 0 | 0 | 0 | 0 | 0 | 0 | 0 | 0 | 0 | 0 | 0 | 0 | 0 | 0 | 0 | 0.841 | 0.85362 | 0.86642 | 0.87942 | 0.89261 | 0 | 0 | 0 | 0 | 0 | 0 | 0 | 0 | 0 | 0 | 0 | 0 | 0 | 0
Residential | Window Film | 10 | 0 | 816.66 | 0 | 0.57376 | 0 | 664 | 0 | 0.53889 | 244.6333 | 84.1288 | 610.0698 | 0 | 664 | 0 | 0 | 0 | 0 | 0 | 0 | 0 | 0 | 0 | 33.4958 | 33.9982 | 34.5082 | 35.0258 | 35.5512 | 36.0845 | 36.6258 | 37.1751 | 37.7328 | 38.2988 | 38.8732 | 0 | 0 | 0 | 0 | 0 | 0 | 0 | 0 | 0 | 11.5191 | 11.6919 | 11.8673 | 12.0453 | 12.226 | 12.4094 | 12.5955 | 12.7844 | 12.9762 | 13.1709 | 13.3684 | 0 | 0 | 0 | 0 | 0 | 0 | 0 | 0
C&I | High Bay Fluorescent Fixture w/ HE Electronic Ballast (T5 4-6 lamp) | 15 | 0 | 1070.0245 | 0 | 0.23768 | 0 | 17.88 | 0 | 27.1497 | 402.2718 | 43.7382 | 16.4278 | 0 | 17.88 | 0 | 0 | 0 | 0 | 0 | 0 | 0 | 0 | 0 | 43.8877 | 44.546 | 45.2142 | 45.8924 | 46.5808 | 47.2795 | 47.9887 | 48.7085 | 49.4392 | 50.1807 | 50.9335 | 51.6975 | 52.4729 | 53.26 | 54.0589 | 54.8698 | 0 | 0 | 0 | 0 | 4.7718 | 4.8434 | 4.916 | 4.9898 | 5.0646 | 5.1406 | 5.2177 | 5.296 | 5.3754 | 5.4561 | 5.5379 | 5.621 | 5.7053 | 5.7909 | 5.8777 | 5.9659 | 0 | 0 | 0
C&I | High Bay Fluorescent Fixture w/ HE Electronic Ballast (T5 8-lamp) | 15 | 0 | 2538.816 | 0 | 0.56394 | 0 | 101.81 | 0 | 11.3131 | 954.4586 | 103.7763 | 93.541 | 0 | 101.81 | 0 | 0 | 0 | 0 | 0 | 0 | 0 | 0 | 0 | 104.131 | 105.693 | 107.2784 | 108.8876 | 110.5209 | 112.1787 | 113.8614 | 115.5693 | 117.3029 | 119.0624 | 120.8483 | 122.6611 | 124.501 | 126.3685 | 128.264 | 130.188 | 0 | 0 | 0 | 0 | 11.322 | 11.4918 | 11.6642 | 11.8391 | 12.0167 | 12.197 | 12.3799 | 12.5656 | 12.7541 | 12.9454 | 13.1396 | 13.3367 | 13.5367 | 13.7398 | 13.9459 | 14.1551 | 0 | 0 | 0
C&I | High Bay Fluorescent Fixture w/ HE Electronic Ballast (T5 10-lamp) | 15 | 0 | 3289.827 | 0 | 0.73075 | 0 | 137.31 | 0 | 10.8695 | 1236.7985 | 134.4746 | 126.1577 | 0 | 137.31 | 0 | 0 | 0 | 0 | 0 | 0 | 0 | 0 | 0 | 134.9342 | 136.9582 | 139.0126 | 141.0978 | 143.2143 | 145.3625 | 147.5429 | 149.756 | 152.0024 | 154.2824 | 156.5967 | 158.9456 | 161.3298 | 163.7497 | 166.206 | 168.6991 | 0 | 0 | 0 | 0 | 14.6711 | 14.8912 | 15.1146 | 15.3413 | 15.5714 | 15.805 | 16.042 | 16.2827 | 16.5269 | 16.7748 | 17.0264 | 17.2818 | 17.5411 | 17.8042 | 18.0712 | 18.3423 | 0 | 0 | 0
C&I | High Bay Fluorescent Fixture w/ HE Electronic Ballast (T8 6-8 lamp) | 15 | 0 | 1907.7009 | 0 | 0.42375 | 0 | 85 | 0 | 10.1819 | 717.1932 | 77.979 | 78.0963 | 0 | 85 | 0 | 0 | 0 | 0 | 0 | 0 | 0 | 0 | 0 | 78.2455 | 79.4192 | 80.6105 | 81.8196 | 83.0469 | 84.2926 | 85.557 | 86.8404 | 88.143 | 89.4651 | 90.8071 | 92.1692 | 93.5517 | 94.955 | 96.3793 | 97.825 | 0 | 0 | 0 | 0 | 8.5075 | 8.6351 | 8.7646 | 8.8961 | 9.0295 | 9.165 | 9.3024 | 9.442 | 9.5836 | 9.7274 | 9.8733 | 10.0214 | 10.1717 | 10.3243 | 10.4791 | 10.6363 | 0 | 0 | 0
C&I | High Bay Fluorescent Fixture w/ HE Electronic Ballast (T8 12-16 lamp) | 15 | 0 | 3029.0335 | 0 | 0.67282 | 0 | 127.5 | 0 | 10.7779 | 1138.7541 | 123.8144 | 117.1444 | 0 | 127.5 | 0 | 0 | 0 | 0 | 0 | 0 | 0 | 0 | 0 | 124.2376 | 126.1012 | 127.9927 | 129.9126 | 131.8613 | 133.8392 | 135.8468 | 137.8845 | 139.9527 | 142.052 | 144.1828 | 146.3456 | 148.5407 | 150.7689 | 153.0304 | 155.3258 | 0 | 0 | 0 | 0 | 13.5081 | 13.7107 | 13.9164 | 14.1251 | 14.337 | 14.5521 | 14.7703 | 14.9919 | 15.2168 | 15.445 | 15.6767 | 15.9119 | 16.1505 | 16.3928 | 16.6387 | 16.8883 | 0 | 0 | 0
C&I | CFL Lamp (≤18W) | 2 | 0 | 293.2931 | 0 | 0.065148 | 0 | 74.35 | 0 | 0.34668 | 21.3597 | 2.3224 | 68.3113 | 0 | 74.35 | 0 | 0 | 0 | 0 | 0 | 0 | 0 | 0 | 0 | 12.0296 | 12.21 | 0 | 0 | 0 | 0 | 0 | 0 | 0 | 0 | 0 | 0 | 0 | 0 | 0 | 0 | 0 | 0 | 0 | 0 | 1.308 | 1.3276 | 0 | 0 | 0 | 0 | 0 | 0 | 0 | 0 | 0 | 0 | 0 | 0 | 0 | 0 | 0 | 0 | 0
C&I | CFL Lamp (18-32W) | 2 | 0 | 322.6689 | 0 | 0.071673 | 0 | 74.35 | 0 | 0.3814 | 23.4991 | 2.555 | 68.3113 | 0 | 74.35 | 0 | 0 | 0 | 0 | 0 | 0 | 0 | 0 | 0 | 13.2345 | 13.433 | 0 | 0 | 0 | 0 | 0 | 0 | 0 | 0 | 0 | 0 | 0 | 0 | 0 | 0 | 0 | 0 | 0 | 0 | 1.439 | 1.4605 | 0 | 0 | 0 | 0 | 0 | 0 | 0 | 0 | 0 | 0 | 0 | 0 | 0 | 0 | 0 | 0 | 0
C&I | CFL Lamp (≥33W) | 2 | 0 | 631.2746 | 0 | 0.14022 | 0 | 108.23 | 0 | 0.5126 | 45.974 | 4.9987 | 99.4395 | 0 | 108.23 | 0 | 0 | 0 | 0 | 0 | 0 | 0 | 0 | 0 | 25.8921 | 26.2805 | 0 | 0 | 0 | 0 | 0 | 0 | 0 | 0 | 0 | 0 | 0 | 0 | 0 | 0 | 0 | 0 | 0 | 0 | 2.8152 | 2.8574 | 0 | 0 | 0 | 0 | 0 | 0 | 0 | 0 | 0 | 0 | 0 | 0 | 0 | 0 | 0 | 0 | 0
C&I | Low-Wattage T8 | 8 | 0 | 39.8767 | 0 | 0.0088576 | 0 | 2 | 0 | 5.754 | 9.5364 | 1.0369 | 1.8376 | 0 | 2 | 0 | 0 | 0 | 0 | 0 | 0 | 0 | 0 | 0 | 1.6356 | 1.6601 | 1.685 | 1.7103 | 1.7359 | 1.762 | 1.7884 | 1.8152 | 0 | 0 | 0 | 0 | 0 | 0 | 0 | 0 | 0 | 0 | 0 | 0 | 0.17783 | 0.1805 | 0.18321 | 0.18595 | 0.18874 | 0.19158 | 0.19445 | 0.19737 | 0 | 0 | 0 | 0 | 0 | 0 | 0 | 0 | 0 | 0 | 0
C&I | Ceramic Metal Halide Fixture (≤150W) | 13 | 0 | 372.1825 | 0 | 0.082671 | 0 | 72 | 0 | 2.1742 | 129.7222 | 14.1044 | 66.1521 | 0 | 72 | 0 | 0 | 0 | 0 | 0 | 0 | 0 | 0 | 0 | 15.2653 | 15.4943 | 15.7267 | 15.9626 | 16.202 | 16.445 | 16.6917 | 16.9421 | 17.1962 | 17.4542 | 17.716 | 17.9817 | 18.2515 | 18.5252 | 0 | 0 | 0 | 0 | 0 | 0 | 1.6598 | 1.6847 | 1.7099 | 1.7356 | 1.7616 | 1.788 | 1.8149 | 1.8421 | 1.8697 | 1.8978 | 1.9262 | 1.9551 | 1.9844 | 2.0142 | 0 | 0 | 0 | 0 | 0
C&I | Ceramic Metal Halide Fixture (150-250W) | 13 | 0 | 704.4882 | 0 | 0.15648 | 0 | 142.12 | 0 | 2.0849 | 245.5455 | 26.6977 | 130.577 | 0 | 142.12 | 0 | 0 | 0 | 0 | 0 | 0 | 0 | 0 | 0 | 28.895 | 29.3284 | 29.7684 | 30.2149 | 30.6681 | 31.1281 | 31.595 | 32.069 | 32.55 | 33.0383 | 33.5338 | 34.0368 | 34.5474 | 35.0656 | 0 | 0 | 0 | 0 | 0 | 0 | 3.1417 | 3.1888 | 3.2367 | 3.2852 | 3.3345 | 3.3845 | 3.4353 | 3.4868 | 3.5391 | 3.5922 | 3.6461 | 3.7008 | 3.7563 | 3.8126 | 0 | 0 | 0 | 0 | 0
C&I | Ceramic Metal Halide Fixture (≥250W) | 13 | 0 | 711.1343 | 0 | 0.15796 | 0 | 117 | 0 | 2.5565 | 247.862 | 26.9495 | 107.4972 | 0 | 117 | 0 | 0 | 0 | 0 | 0 | 0 | 0 | 0 | 0 | 29.1676 | 29.6051 | 30.0492 | 30.4999 | 30.9574 | 31.4218 | 31.8931 | 32.3715 | 32.8571 | 33.3499 | 33.8502 | 34.3579 | 34.8733 | 35.3964 | 0 | 0 | 0 | 0 | 0 | 0 | 3.1713 | 3.2189 | 3.2672 | 3.3162 | 3.3659 | 3.4164 | 3.4677 | 3.5197 | 3.5725 | 3.6261 | 3.6805 | 3.7357 | 3.7917 | 3.8486 | 0 | 0 | 0 | 0 | 0
C&I | Pulse Start Metal Halide Fixture (≤175W) | 15 | 0 | 139.5684 | 0 | 0.031002 | 0 | 69.18 | 0 | 0.91526 | 52.4702 | 5.705 | 63.5612 | 0 | 69.18 | 0 | 0 | 0 | 0 | 0 | 0 | 0 | 0 | 0 | 5.7245 | 5.8103 | 5.8975 | 5.986 | 6.0758 | 6.1669 | 6.2594 | 6.3533 | 6.4486 | 6.5453 | 6.6435 | 6.7431 | 6.8443 | 6.947 | 7.0512 | 7.1569 | 0 | 0 | 0 | 0 | 0.62241 | 0.63175 | 0.64122 | 0.65084 | 0.6606 | 0.67051 | 0.68057 | 0.69078 | 0.70114 | 0.71166 | 0.72233 | 0.73317 | 0.74417 | 0.75533 | 0.76666 | 0.77816 | 0 | 0 | 0
C&I | Pulse Start Metal Halide Fixture (175-320W) | 15 | 0 | 418.7053 | 0 | 0.093005 | 0 | 132.12 | 0 | 1.4377 | 157.4107 | 17.1149 | 121.3892 | 0 | 132.12 | 0 | 0 | 0 | 0 | 0 | 0 | 0 | 0 | 0 | 17.1734 | 17.431 | 17.6925 | 17.9579 | 18.2273 | 18.5007 | 18.7782 | 19.0599 | 19.3458 | 19.6359 | 19.9305 | 20.2294 | 20.5329 | 20.8409 | 21.1535 | 21.4708 | 0 | 0 | 0 | 0 | 1.8672 | 1.8952 | 1.9237 | 1.9525 | 1.9818 | 2.0115 | 2.0417 | 2.0723 | 2.1034 | 2.135 | 2.167 | 2.1995 | 2.2325 | 2.266 | 2.3 | 2.3345 | 0 | 0 | 0
C&I | Pulse Start Metal Halide Fixture (320-750W) | 15 | 0 | 571.5659 | 0 | 0.12696 | 0 | 108 | 0 | 2.4009 | 214.8781 | 23.3633 | 99.2282 | 0 | 108 | 0 | 0 | 0 | 0 | 0 | 0 | 0 | 0 | 0 | 23.4431 | 23.7948 | 24.1517 | 24.514 | 24.8817 | 25.2549 | 25.6337 | 26.0182 | 26.4085 | 26.8046 | 27.2067 | 27.6148 | 28.029 | 28.4495 | 28.8762 | 29.3093 | 0 | 0 | 0 | 0 | 2.5489 | 2.5872 | 2.626 | 2.6654 | 2.7053 | 2.7459 | 2.7871 | 2.8289 | 2.8713 | 2.9144 | 2.9581 | 3.0025 | 3.0475 | 3.0933 | 3.1396 | 3.1867 | 0 | 0 | 0
C&I | Pulse Start Metal Halide Fixture (≥750W) | 15 | 0 | 1781.1589 | 0 | 0.39564 | 0 | 10 | 0 | 80.8057 | 669.6202 | 72.8064 | 9.1878 | 0 | 10 | 0 | 0 | 0 | 0 | 0 | 0 | 0 | 0 | 0 | 73.0553 | 74.1511 | 75.2634 | 76.3923 | 77.5382 | 78.7013 | 79.8818 | 81.08 | 82.2962 | 83.5307 | 84.7836 | 86.0554 | 87.3462 | 88.6564 | 89.9863 | 91.3361 | 0 | 0 | 0 | 0 | 7.9432 | 8.0623 | 8.1832 | 8.306 | 8.4306 | 8.557 | 8.6854 | 8.8157 | 8.9479 | 9.0821 | 9.2184 | 9.3566 | 9.497 | 9.6394 | 9.784 | 9.9308 | 0 | 0 | 0
C&I | Energy Star LED Lamp (≤5W) | 8 | 0 | 106.3378 | 0 | 0.02362 | 0 | 31.91 | 0 | 0.9617 | 25.4304 | 2.765 | 29.3183 | 0 | 31.91 | 0 | 0 | 0 | 0 | 0 | 0 | 0 | 0 | 0 | 4.3615 | 4.4269 | 4.4933 | 4.5607 | 4.6291 | 4.6986 | 4.7691 | 4.8406 | 0 | 0 | 0 | 0 | 0 | 0 | 0 | 0 | 0 | 0 | 0 | 0 | 0.47422 | 0.48133 | 0.48855 | 0.49588 | 0.50332 | 0.51087 | 0.51853 | 0.52631 | 0 | 0 | 0 | 0 | 0 | 0 | 0 | 0 | 0 | 0 | 0
C&I | Energy Star LED Lamp (5-10W) | 8 | 0 | 159.5068 | 0 | 0.03543 | 0 | 37.79 | 0 | 1.2181 | 38.1455 | 4.1475 | 34.7207 | 0 | 37.79 | 0 | 0 | 0 | 0 | 0 | 0 | 0 | 0 | 0 | 6.5423 | 6.6404 | 6.74 | 6.8411 | 6.9437 | 7.0479 | 7.1536 | 7.2609 | 0 | 0 | 0 | 0 | 0 | 0 | 0 | 0 | 0 | 0 | 0 | 0 | 0.71133 | 0.722 | 0.73283 | 0.74382 | 0.75498 | 0.7663 | 0.7778 | 0.78946 | 0 | 0 | 0 | 0 | 0 | 0 | 0 | 0 | 0 | 0 | 0
C&I | Energy Star LED Lamp (>10W) | 8 | 0 | 252.5524 | 0 | 0.056098 | 0 | 62.96 | 0 | 1.1576 | 60.3971 | 6.5669 | 57.8464 | 0 | 62.96 | 0 | 0 | 0 | 0 | 0 | 0 | 0 | 0 | 0 | 10.3586 | 10.514 | 10.6717 | 10.8317 | 10.9942 | 11.1591 | 11.3265 | 11.4964 | 0 | 0 | 0 | 0 | 0 | 0 | 0 | 0 | 0 | 0 | 0 | 0 | 1.1263 | 1.1432 | 1.1603 | 1.1777 | 1.1954 | 1.2133 | 1.2315 | 1.25 | 0 | 0 | 0 | 0 | 0 | 0 | 0 | 0 | 0 | 0 | 0
C&I | High Performance T8 (1-2 Lamp) | 15 | 0 | 66.4612 | 0 | 0.014763 | 0 | 15 | 0 | 2.0101 | 24.9858 | 2.7167 | 13.7817 | 0 | 15 | 0 | 0 | 0 | 0 | 0 | 0 | 0 | 0 | 0 | 2.7259 | 2.7668 | 2.8083 | 2.8505 | 2.8932 | 2.9366 | 2.9807 | 3.0254 | 3.0708 | 3.1168 | 3.1636 | 3.211 | 3.2592 | 3.3081 | 3.3577 | 3.4081 | 0 | 0 | 0 | 0 | 0.29639 | 0.30083 | 0.30534 | 0.30992 | 0.31457 | 0.31929 | 0.32408 | 0.32894 | 0.33388 | 0.33889 | 0.34397 | 0.34913 | 0.35436 | 0.35968 | 0.36508 | 0.37055 | 0 | 0 | 0
C&I | High Performance T8 (3-4 Lamp) | 15 | 0 | 66.4612 | 0 | 0.014763 | 0 | 18 | 0 | 1.6751 | 24.9858 | 2.7167 | 16.538 | 0 | 18 | 0 | 0 | 0 | 0 | 0 | 0 | 0 | 0 | 0 | 2.7259 | 2.7668 | 2.8083 | 2.8505 | 2.8932 | 2.9366 | 2.9807 | 3.0254 | 3.0708 | 3.1168 | 3.1636 | 3.211 | 3.2592 | 3.3081 | 3.3577 | 3.4081 | 0 | 0 | 0 | 0 | 0.29639 | 0.30083 | 0.30534 | 0.30992 | 0.31457 | 0.31929 | 0.32408 | 0.32894 | 0.33388 | 0.33889 | 0.34397 | 0.34913 | 0.35436 | 0.35968 | 0.36508 | 0.37055 | 0 | 0 | 0
C&I | LED Parking Garage/Canopy (<30W) | 16 | 0 | 702.4944 | 0 | 0.15604 | 0 | 125 | 0 | 2.6332 | 272.7627 | 29.6569 | 114.8475 | 0 | 125 | 0 | 0 | 0 | 0 | 0 | 0 | 0 | 0 | 0 | 28.8132 | 29.2454 | 29.6841 | 30.1294 | 30.5813 | 31.04 | 31.5056 | 31.9782 | 32.4579 | 32.9448 | 33.4389 | 33.9405 | 34.4496 | 34.9664 | 35.4909 | 36.0232 | 36.5636 | 0 | 0 | 0 | 3.1328 | 3.1798 | 3.2275 | 3.2759 | 3.325 | 3.3749 | 3.4255 | 3.4769 | 3.5291 | 3.582 | 3.6357 | 3.6903 | 3.7456 | 3.8018 | 3.8588 | 3.9167 | 3.9755 | 0 | 0
C&I | LED Parking Garage/Canopy (30-75W) | 16 | 0 | 866.6534 | 0 | 0.19251 | 0 | 250 | 0 | 1.6243 | 336.502 | 36.5872 | 229.695 | 0 | 250 | 0 | 0 | 0 | 0 | 0 | 0 | 0 | 0 | 0 | 35.5463 | 36.0795 | 36.6207 | 37.17 | 37.7276 | 38.2935 | 38.8679 | 39.4509 | 40.0426 | 40.6433 | 41.2529 | 41.8717 | 42.4998 | 43.1373 | 43.7844 | 44.4411 | 45.1077 | 0 | 0 | 0 | 3.8649 | 3.9229 | 3.9817 | 4.0414 | 4.102 | 4.1636 | 4.226 | 4.2894 | 4.3538 | 4.4191 | 4.4853 | 4.5526 | 4.6209 | 4.6902 | 4.7606 | 4.832 | 4.9045 | 0 | 0
C&I | LED Parking Garage/Canopy (≥75W) | 16 | 0 | 1625.6398 | 0 | 0.3611 | 0 | 375 | 0 | 2.0312 | 631.1992 | 68.629 | 344.5424 | 0 | 375 | 0 | 0 | 0 | 0 | 0 | 0 | 0 | 0 | 0 | 66.6766 | 67.6767 | 68.6919 | 69.7223 | 70.7681 | 71.8296 | 72.9071 | 74.0007 | 75.1107 | 76.2373 | 77.3809 | 78.5416 | 79.7197 | 80.9155 | 82.1293 | 83.3612 | 84.6116 | 0 | 0 | 0 | 7.2496 | 7.3584 | 7.4687 | 7.5808 | 7.6945 | 7.8099 | 7.927 | 8.0459 | 8.1666 | 8.2891 | 8.4135 | 8.5397 | 8.6678 | 8.7978 | 8.9297 | 9.0637 | 9.1996 | 0 | 0
C&I | Lighting Optimization - Remove Lamp from T8 System | 15 | 0 | 202.127 | 0 | 0.044898 | 0 | 12 | 0 | 7.6416 | 75.9889 | 8.2621 | 11.0254 | 0 | 12 | 0 | 0 | 0 | 0 | 0 | 0 | 0 | 0 | 0 | 8.2904 | 8.4147 | 8.5409 | 8.669 | 8.7991 | 8.9311 | 9.065 | 9.201 | 9.339 | 9.4791 | 9.6213 | 9.7656 | 9.9121 | 10.0608 | 10.2117 | 10.3649 | 0 | 0 | 0 | 0 | 0.90139 | 0.91491 | 0.92864 | 0.94257 | 0.95671 | 0.97106 | 0.98562 | 1.0004 | 1.0154 | 1.0306 | 1.0461 | 1.0618 | 1.0777 | 1.0939 | 1.1103 | 1.127 | 0 | 0 | 0
C&I | Lighting Optimization - Remove 2 Lamps from T8 System | 15 | 0 | 404.2539 | 0 | 0.089795 | 0 | 24 | 0 | 7.6416 | 151.9778 | 16.5242 | 22.0507 | 0 | 24 | 0 | 0 | 0 | 0 | 0 | 0 | 0 | 0 | 0 | 16.5807 | 16.8294 | 17.0819 | 17.3381 | 17.5982 | 17.8621 | 18.1301 | 18.402 | 18.6781 | 18.9582 | 19.2426 | 19.5312 | 19.8242 | 20.1216 | 20.4234 | 20.7297 | 0 | 0 | 0 | 0 | 1.8028 | 1.8298 | 1.8573 | 1.8851 | 1.9134 | 1.9421 | 1.9712 | 2.0008 | 2.0308 | 2.0613 | 2.0922 | 2.1236 | 2.1554 | 2.1878 | 2.2206 | 2.2539 | 0 | 0 | 0
C&I | T8 (≤4 ft, 1-2 Lamp) | 18 | 0 | 272.4907 | 0 | 0.060527 | 0 | 43 | 0 | 3.0571 | 108.9355 | 11.8443 | 39.5075 | 0 | 43 | 0 | 0 | 0 | 0 | 0 | 0 | 0 | 0 | 0 | 11.1764 | 11.344 | 11.5142 | 11.6869 | 11.8622 | 12.0401 | 12.2207 | 12.404 | 12.5901 | 12.7789 | 12.9706 | 13.1652 | 13.3627 | 13.5631 | 13.7666 | 13.9731 | 14.1827 | 14.3954 | 0 | 0 | 1.2152 | 1.2334 | 1.2519 | 1.2707 | 1.2898 | 1.3091 | 1.3287 | 1.3487 | 1.3689 | 1.3894 | 1.4103 | 1.4314 | 1.4529 | 1.4747 | 1.4968 | 1.5193 | 1.5421 | 1.5652 | 0
C&I | T8 (≤4 ft, 3-4 Lamp) | 18 | 0 | 418.7053 | 0 | 0.093005 | 0 | 55 | 0 | 3.6726 | 167.3887 | 18.1998 | 50.5329 | 0 | 55 | 0 | 0 | 0 | 0 | 0 | 0 | 0 | 0 | 0 | 17.1734 | 17.431 | 17.6925 | 17.9579 | 18.2273 | 18.5007 | 18.7782 | 19.0599 | 19.3458 | 19.6359 | 19.9305 | 20.2294 | 20.5329 | 20.8409 | 21.1535 | 21.4708 | 21.7929 | 22.1197 | 0 | 0 | 1.8672 | 1.8952 | 1.9237 | 1.9525 | 1.9818 | 2.0115 | 2.0417 | 2.0723 | 2.1034 | 2.135 | 2.167 | 2.1995 | 2.2325 | 2.266 | 2.3 | 2.3345 | 2.3695 | 2.405 | 0
C&I | T8 (5-8 ft, 1-2 Lamp) | 18 | 0 | 398.7669 | 0 | 0.088576 | 0 | 93 | 0 | 2.0686 | 159.4178 | 17.3332 | 85.4465 | 0 | 93 | 0 | 0 | 0 | 0 | 0 | 0 | 0 | 0 | 0 | 16.3557 | 16.601 | 16.85 | 17.1028 | 17.3593 | 17.6197 | 17.884 | 18.1522 | 18.4245 | 18.7009 | 18.9814 | 19.2661 | 19.5551 | 19.8485 | 20.1462 | 20.4484 | 20.7551 | 21.0664 | 0 | 0 | 1.7783 | 1.805 | 1.8321 | 1.8595 | 1.8874 | 1.9158 | 1.9445 | 1.9737 | 2.0033 | 2.0333 | 2.0638 | 2.0948 | 2.1262 | 2.1581 | 2.1905 | 2.2233 | 2.2567 | 2.2905 | 0
C&I | LED Linear Replacement Lamp (≤4ft) | 16 | 0 | 299.0752 | 0 | 0.066432 | 0 | 9.5 | 0 | 14.7507 | 116.1241 | 12.6259 | 8.7284 | 0 | 9.5 | 0 | 0 | 0 | 0 | 0 | 0 | 0 | 0 | 0 | 12.2667 | 12.4507 | 12.6375 | 12.8271 | 13.0195 | 13.2148 | 13.413 | 13.6142 | 13.8184 | 14.0257 | 14.2361 | 14.4496 | 14.6663 | 14.8863 | 15.1096 | 15.3363 | 15.5663 | 0 | 0 | 0 | 1.3337 | 1.3537 | 1.3741 | 1.3947 | 1.4156 | 1.4368 | 1.4584 | 1.4802 | 1.5024 | 1.525 | 1.5479 | 1.5711 | 1.5946 | 1.6186 | 1.6428 | 1.6675 | 1.6925 | 0 | 0
C&I | LED Linear Replacement Lamp (5-8ft) | 16 | 0 | 365.5363 | 0 | 0.081195 | 0 | 9.5 | 0 | 18.0286 | 141.9295 | 15.4317 | 8.7284 | 0 | 9.5 | 0 | 0 | 0 | 0 | 0 | 0 | 0 | 0 | 0 | 14.9927 | 15.2176 | 15.4458 | 15.6775 | 15.9127 | 16.1514 | 16.3937 | 16.6396 | 16.8892 | 17.1425 | 17.3996 | 17.6606 | 17.9255 | 18.1944 | 18.4673 | 18.7443 | 19.0255 | 0 | 0 | 0 | 1.6301 | 1.6546 | 1.6794 | 1.7046 | 1.7302 | 1.7561 | 1.7824 | 1.8092 | 1.8363 | 1.8639 | 1.8918 | 1.9202 | 1.949 | 1.9782 | 2.0079 | 2.038 | 2.0686 | 0 | 0
C&I | Fluorescent Fixture Specular Reflector 4-ft | 15 | 0 | 0 | 0 | 0 | 0 | 30 | 0 | 0 | 0 | 0 | 27.5634 | 0 | 30 | 0 | 0 | 0 | 0 | 0 | 0 | 0 | 0 | 0 | 0 | 0 | 0 | 0 | 0 | 0 | 0 | 0 | 0 | 0 | 0 | 0 | 0 | 0 | 0 | 0 | 0 | 0 | 0 | 0 | 0 | 0 | 0 | 0 | 0 | 0 | 0 | 0 | 0 | 0 | 0 | 0 | 0 | 0 | 0 | 0 | 0 | 0 | 0
C&I | Fluorescent Fixture Specular Reflector two 4-ft | 15 | 0 | 0 | 0 | 0 | 0 | 30 | 0 | 0 | 0 | 0 | 27.5634 | 0 | 30 | 0 | 0 | 0 | 0 | 0 | 0 | 0 | 0 | 0 | 0 | 0 | 0 | 0 | 0 | 0 | 0 | 0 | 0 | 0 | 0 | 0 | 0 | 0 | 0 | 0 | 0 | 0 | 0 | 0 | 0 | 0 | 0 | 0 | 0 | 0 | 0 | 0 | 0 | 0 | 0 | 0 | 0 | 0 | 0 | 0 | 0 | 0 | 0
C&I | Fluorescent Fixture Specular Reflector 8-ft | 15 | 0 | 0 | 0 | 0 | 0 | 50 | 0 | 0 | 0 | 0 | 45.939 | 0 | 50 | 0 | 0 | 0 | 0 | 0 | 0 | 0 | 0 | 0 | 0 | 0 | 0 | 0 | 0 | 0 | 0 | 0 | 0 | 0 | 0 | 0 | 0 | 0 | 0 | 0 | 0 | 0 | 0 | 0 | 0 | 0 | 0 | 0 | 0 | 0 | 0 | 0 | 0 | 0 | 0 | 0 | 0 | 0 | 0 | 0 | 0 | 0 | 0
C&I | Fluorescent Fixture Specular Reflector two 8-ft | 15 | 0 | 0 | 0 | 0 | 0 | 50 | 0 | 0 | 0 | 0 | 45.939 | 0 | 50 | 0 | 0 | 0 | 0 | 0 | 0 | 0 | 0 | 0 | 0 | 0 | 0 | 0 | 0 | 0 | 0 | 0 | 0 | 0 | 0 | 0 | 0 | 0 | 0 | 0 | 0 | 0 | 0 | 0 | 0 | 0 | 0 | 0 | 0 | 0 | 0 | 0 | 0 | 0 | 0 | 0 | 0 | 0 | 0 | 0 | 0 | 0 | 0
C&I | Multi-CFL Fixture | 0 | 0 | 0 | 0 | 0 | 0 | 0 | 0 | n/a | 0 | 0 | 0 | 0 | 0 | 0 | 0 | 0 | 0 | 0 | 0 | 0 | 0 | 0 | 0 | 0 | 0 | 0 | 0 | 0 | 0 | 0 | 0 | 0 | 0 | 0 | 0 | 0 | 0 | 0 | 0 | 0 | 0 | 0 | 0 | 0 | 0 | 0 | 0 | 0 | 0 | 0 | 0 | 0 | 0 | 0 | 0 | 0 | 0 | 0 | 0 | 0 | 0
C&I | Indirect Fixture | 0 | 0 | 0 | 0 | 0 | 0 | 0 | 0 | n/a | 0 | 0 | 0 | 0 | 0 | 0 | 0 | 0 | 0 | 0 | 0 | 0 | 0 | 0 | 0 | 0 | 0 | 0 | 0 | 0 | 0 | 0 | 0 | 0 | 0 | 0 | 0 | 0 | 0 | 0 | 0 | 0 | 0 | 0 | 0 | 0 | 0 | 0 | 0 | 0 | 0 | 0 | 0 | 0 | 0 | 0 | 0 | 0 | 0 | 0 | 0 | 0 | 0
C&I | Ceiling Mount Occupancy | 8 | 0 | 379.8443 | 0 | 0.012131 | 0 | 125 | 0 | 0.80331 | 90.8385 | 1.42 | 114.8475 | 0 | 125 | 0 | 0 | 0 | 0 | 0 | 0 | 0 | 0 | 0 | 15.5795 | 15.8132 | 16.0504 | 16.2912 | 16.5356 | 16.7836 | 17.0353 | 17.2909 | 0 | 0 | 0 | 0 | 0 | 0 | 0 | 0 | 0 | 0 | 0 | 0 | 0.24354 | 0.24719 | 0.2509 | 0.25467 | 0.25849 | 0.26236 | 0.2663 | 0.27029 | 0 | 0 | 0 | 0 | 0 | 0 | 0 | 0 | 0 | 0 | 0
C&I | Wall Mount Occupancy | 8 | 0 | 379.8443 | 0 | 0.012131 | 0 | 55 | 0 | 1.8257 | 90.8385 | 1.42 | 50.5329 | 0 | 55 | 0 | 0 | 0 | 0 | 0 | 0 | 0 | 0 | 0 | 15.5795 | 15.8132 | 16.0504 | 16.2912 | 16.5356 | 16.7836 | 17.0353 | 17.2909 | 0 | 0 | 0 | 0 | 0 | 0 | 0 | 0 | 0 | 0 | 0 | 0 | 0.24354 | 0.24719 | 0.2509 | 0.25467 | 0.25849 | 0.26236 | 0.2663 | 0.27029 | 0 | 0 | 0 | 0 | 0 | 0 | 0 | 0 | 0 | 0 | 0
C&I | Fixture Mount Occupancy | 8 | 0 | 379.8443 | 0 | 0.012131 | 0 | 55 | 0 | 1.8257 | 90.8385 | 1.42 | 50.5329 | 0 | 55 | 0 | 0 | 0 | 0 | 0 | 0 | 0 | 0 | 0 | 15.5795 | 15.8132 | 16.0504 | 16.2912 | 16.5356 | 16.7836 | 17.0353 | 17.2909 | 0 | 0 | 0 | 0 | 0 | 0 | 0 | 0 | 0 | 0 | 0 | 0 | 0.24354 | 0.24719 | 0.2509 | 0.25467 | 0.25849 | 0.26236 | 0.2663 | 0.27029 | 0 | 0 | 0 | 0 | 0 | 0 | 0 | 0 | 0 | 0 | 0
C&I | Fixture Mount Photo Sensor | 8 | 0 | 443.9144 | 0 | 0.023628 | 0 | 65 | 0 | 1.8239 | 106.1607 | 2.7659 | 59.7207 | 0 | 65 | 0 | 0 | 0 | 0 | 0 | 0 | 0 | 0 | 0 | 18.2074 | 18.4805 | 18.7577 | 19.0391 | 19.3247 | 19.6146 | 19.9088 | 20.2074 | 0 | 0 | 0 | 0 | 0 | 0 | 0 | 0 | 0 | 0 | 0 | 0 | 0.47437 | 0.48148 | 0.4887 | 0.49603 | 0.50348 | 0.51103 | 0.51869 | 0.52647 | 0 | 0 | 0 | 0 | 0 | 0 | 0 | 0 | 0 | 0 | 0
C&I | Exit Sign | 15 | 0 | 577.0846 | 0 | 0.064956 | 0 | 25 | 0 | 9.9657 | 216.9529 | 11.9533 | 22.9695 | 0 | 25 | 0 | 0 | 0 | 0 | 0 | 0 | 0 | 0 | 0 | 23.6695 | 24.0245 | 24.3849 | 24.7507 | 25.1219 | 25.4987 | 25.8812 | 26.2694 | 26.6635 | 27.0634 | 27.4694 | 27.8814 | 28.2996 | 28.7241 | 29.155 | 29.5923 | 0 | 0 | 0 | 0 | 1.3041 | 1.3237 | 1.3435 | 1.3637 | 1.3841 | 1.4049 | 1.426 | 1.4473 | 1.4691 | 1.4911 | 1.5135 | 1.5362 | 1.5592 | 1.5826 | 1.6063 | 1.6304 | 0 | 0 | 0
C&I | CAC 65 - 135 kBtuh | 15 | 0 | 198.9971 | 0 | 0.30638 | 0 | 700 | 0 | 0.20399 | 74.8122 | 56.3809 | 643.1459 | 0 | 700 | 0 | 0 | 0 | 0 | 0 | 0 | 0 | 0 | 0 | 8.162 | 8.2844 | 8.4087 | 8.5348 | 8.6628 | 8.7928 | 8.9247 | 9.0585 | 9.1944 | 9.3323 | 9.4723 | 9.6144 | 9.7586 | 9.905 | 10.0536 | 10.2044 | 0 | 0 | 0 | 0 | 6.1511 | 6.2434 | 6.3371 | 6.4321 | 6.5286 | 6.6265 | 6.7259 | 6.8268 | 6.9292 | 7.0331 | 7.1386 | 7.2457 | 7.3544 | 7.4647 | 7.5767 | 7.6903 | 0 | 0 | 0
C&I | CAC 135 - 240 kBtuh | 15 | 0 | 405.2305 | 0 | 0.6239 | 0 | 1000 | 0 | 0.29077 | 152.3449 | 114.812 | 918.7799 | 0 | 1000 | 0 | 0 | 0 | 0 | 0 | 0 | 0 | 0 | 0 | 16.6208 | 16.8701 | 17.1231 | 17.38 | 17.6407 | 17.9053 | 18.1739 | 18.4465 | 18.7232 | 19.004 | 19.2891 | 19.5784 | 19.8721 | 20.1702 | 20.4727 | 20.7798 | 0 | 0 | 0 | 0 | 12.5259 | 12.7138 | 12.9045 | 13.0981 | 13.2946 | 13.494 | 13.6964 | 13.9019 | 14.1104 | 14.322 | 14.5369 | 14.7549 | 14.9762 | 15.2009 | 15.4289 | 15.6603 | 0 | 0 | 0
C&I | CAC 240 - 760 kBtuh | 15 | 0 | 709.5669 | 0 | 1.0925 | 0 | 2000 | 0 | 0.25458 | 266.7591 | 201.0382 | 1837.5597 | 0 | 2000 | 0 | 0 | 0 | 0 | 0 | 0 | 0 | 0 | 0 | 29.1033 | 29.5399 | 29.983 | 30.4327 | 30.8892 | 31.3525 | 31.8228 | 32.3002 | 32.7847 | 33.2764 | 33.7756 | 34.2822 | 34.7964 | 35.3184 | 35.8482 | 36.3859 | 0 | 0 | 0 | 0 | 21.9332 | 22.2622 | 22.5961 | 22.9351 | 23.2791 | 23.6283 | 23.9827 | 24.3424 | 24.7076 | 25.0782 | 25.4544 | 25.8362 | 26.2237 | 26.6171 | 27.0163 | 27.4216 | 0 | 0 | 0
C&I | CAC >760 kBtuh | 15 | 0 | 982.7386 | 0 | 1.5131 | 0 | 6333.3333 | 0 | 0.11134 | 369.457 | 278.4347 | 5818.9391 | 0 | 6333.3333 | 0 | 0 | 0 | 0 | 0 | 0 | 0 | 0 | 0 | 40.3076 | 40.9122 | 41.5259 | 42.1488 | 42.781 | 43.4227 | 44.0741 | 44.7352 | 45.4062 | 46.0873 | 46.7786 | 47.4803 | 48.1925 | 48.9154 | 49.6491 | 50.3939 | 0 | 0 | 0 | 0 | 30.3771 | 30.8328 | 31.2953 | 31.7647 | 32.2412 | 32.7248 | 33.2156 | 33.7139 | 34.2196 | 34.7329 | 35.2539 | 35.7827 | 36.3194 | 36.8642 | 37.4172 | 37.9784 | 0 | 0 | 0
C&I | Split Package Heat Pump | 15 | 0 | 2073.6377 | 0 | 0.31514 | 0 | 370 | 0 | 2.4638 | 779.5766 | 57.9918 | 339.9485 | 0 | 370 | 0 | 0 | 0 | 0 | 0 | 0 | 0 | 0 | 0 | 85.0515 | 86.3273 | 87.6222 | 88.9365 | 90.2705 | 91.6246 | 92.999 | 94.394 | 95.8099 | 97.247 | 98.7057 | 100.1863 | 101.6891 | 103.2144 | 104.7627 | 106.3341 | 0 | 0 | 0 | 0 | 6.3269 | 6.4218 | 6.5181 | 6.6159 | 6.7151 | 6.8158 | 6.9181 | 7.0219 | 7.1272 | 7.2341 | 7.3426 | 7.4527 | 7.5645 | 7.678 | 7.7932 | 7.9101 | 0 | 0 | 0
C&I | Single System Heat Pump | 15 | 0 | 949.3445 | 0 | 0.31514 | 0 | 370 | 0 | 1.2205 | 356.9026 | 57.9918 | 339.9485 | 0 | 370 | 0 | 0 | 0 | 0 | 0 | 0 | 0 | 0 | 0 | 38.9379 | 39.522 | 40.1148 | 40.7166 | 41.3273 | 41.9472 | 42.5764 | 43.2151 | 43.8633 | 44.5212 | 45.1891 | 45.8669 | 46.5549 | 47.2532 | 47.962 | 48.6814 | 0 | 0 | 0 | 0 | 6.3269 | 6.4218 | 6.5181 | 6.6159 | 6.7151 | 6.8158 | 6.9181 | 7.0219 | 7.1272 | 7.2341 | 7.3426 | 7.4527 | 7.5645 | 7.678 | 7.7932 | 7.9101 | 0 | 0 | 0
C&I | Heat Pump 65 < 135 kBtuh | 15 | 0 | 1950.605 | 0 | 0.065763 | 0 | 700 | 0 | 1.159 | 733.3229 | 12.1018 | 643.1459 | 0 | 700 | 0 | 0 | 0 | 0 | 0 | 0 | 0 | 0 | 0 | 80.0052 | 81.2053 | 82.4234 | 83.6597 | 84.9146 | 86.1884 | 87.4812 | 88.7934 | 90.1253 | 91.4772 | 92.8493 | 94.2421 | 95.6557 | 97.0905 | 98.5469 | 100.0251 | 0 | 0 | 0 | 0 | 1.3203 | 1.3401 | 1.3602 | 1.3806 | 1.4013 | 1.4223 | 1.4437 | 1.4653 | 1.4873 | 1.5096 | 1.5323 | 1.5552 | 1.5786 | 1.6023 | 1.6263 | 1.6507 | 0 | 0 | 0
C&I | Heat Pump 135 < 240 kBtuh | 15 | 0 | 193.4512 | 0 | 0.29784 | 0 | 1000 | 0 | 0.13881 | 72.7273 | 54.8096 | 918.7799 | 0 | 1000 | 0 | 0 | 0 | 0 | 0 | 0 | 0 | 0 | 0 | 7.9345 | 8.0535 | 8.1743 | 8.297 | 8.4214 | 8.5477 | 8.6759 | 8.8061 | 8.9382 | 9.0722 | 9.2083 | 9.3465 | 9.4867 | 9.629 | 9.7734 | 9.92 | 0 | 0 | 0 | 0 | 5.9797 | 6.0694 | 6.1604 | 6.2529 | 6.3466 | 6.4418 | 6.5385 | 6.6365 | 6.7361 | 6.8371 | 6.9397 | 7.0438 | 7.1494 | 7.2567 | 7.3655 | 7.476 | 0 | 0 | 0
C&I | Heat Pump >240 kBtuh | 15 | 0 | 931.7918 | 0 | 1.4346 | 0 | 2000 | 0 | 0.3343 | 350.3037 | 264.0001 | 1837.5597 | 0 | 2000 | 0 | 0 | 0 | 0 | 0 | 0 | 0 | 0 | 0 | 38.218 | 38.7913 | 39.3731 | 39.9637 | 40.5632 | 41.1716 | 41.7892 | 42.416 | 43.0523 | 43.6981 | 44.3535 | 45.0188 | 45.6941 | 46.3795 | 47.0752 | 47.7814 | 0 | 0 | 0 | 0 | 28.8023 | 29.2343 | 29.6729 | 30.118 | 30.5697 | 31.0283 | 31.4937 | 31.9661 | 32.4456 | 32.9323 | 33.4263 | 33.9276 | 34.4366 | 34.9531 | 35.4774 | 36.0096 | 0 | 0 | 0
C&I | Geothermal Heat Pump | 15 | 0 | 23256.7901 | 0 | 2.1948 | 0 | 4100 | 0 | 2.4282 | 8743.3055 | 403.8893 | 3766.9974 | 0 | 4100 | 0 | 0 | 0 | 0 | 0 | 0 | 0 | 0 | 0 | 953.8911 | 968.1995 | 982.7224 | 997.4633 | 1012.4252 | 1027.6116 | 1043.0258 | 1058.6712 | 1074.5512 | 1090.6695 | 1107.0295 | 1123.635 | 1140.4895 | 1157.5969 | 1174.9608 | 1192.5852 | 0 | 0 | 0 | 0 | 44.0642 | 44.7251 | 45.396 | 46.0769 | 46.7681 | 47.4696 | 48.1817 | 48.9044 | 49.6379 | 50.3825 | 51.1383 | 51.9053 | 52.6839 | 53.4742 | 54.2763 | 55.0904 | 0 | 0 | 0
C&I | Electric Storage Water Heater (>50 gallons) | 5 | 0 | 1864.5499 | 0 | 0.2094 | 0 | 1050 | 0 | 0.33575 | 307.0255 | 16.878 | 964.7189 | 0 | 1050 | 0 | 0 | 0 | 0 | 0 | 0 | 0 | 0 | 0 | 76.4756 | 77.6228 | 78.7871 | 79.9689 | 81.1684 | 0 | 0 | 0 | 0 | 0 | 0 | 0 | 0 | 0 | 0 | 0 | 0 | 0 | 0 | 0 | 4.2041 | 4.2671 | 4.3311 | 4.3961 | 4.462 | 0 | 0 | 0 | 0 | 0 | 0 | 0 | 0 | 0 | 0 | 0 | 0 | 0 | 0
C&I | Heat Pump Water Heater | 15 | 0 | 1815.1934 | 0 | 0.085994 | 0 | 700 | 0 | 1.0857 | 682.4153 | 15.8248 | 643.1459 | 0 | 700 | 0 | 0 | 0 | 0 | 0 | 0 | 0 | 0 | 0 | 74.4512 | 75.568 | 76.7015 | 77.852 | 79.0198 | 80.2051 | 81.4082 | 82.6293 | 83.8688 | 85.1268 | 86.4037 | 87.6998 | 89.0153 | 90.3505 | 91.7057 | 93.0813 | 0 | 0 | 0 | 0 | 1.7265 | 1.7524 | 1.7787 | 1.8053 | 1.8324 | 1.8599 | 1.8878 | 1.9161 | 1.9449 | 1.974 | 2.0036 | 2.0337 | 2.0642 | 2.0952 | 2.1266 | 2.1585 | 0 | 0 | 0
C&I | ODC Motor | 15 | 0 | 370.3469 | 0 | 0.08417 | 0 | 115 | 0 | 1.4643 | 139.2306 | 15.4891 | 105.6597 | 0 | 115 | 0 | 0 | 0 | 0 | 0 | 0 | 0 | 0 | 0 | 15.19 | 15.4178 | 15.6491 | 15.8839 | 16.1221 | 16.3639 | 16.6094 | 16.8585 | 17.1114 | 17.3681 | 17.6286 | 17.893 | 18.1614 | 18.4339 | 18.7104 | 18.991 | 0 | 0 | 0 | 0 | 1.6899 | 1.7152 | 1.7409 | 1.767 | 1.7935 | 1.8204 | 1.8478 | 1.8755 | 1.9036 | 1.9322 | 1.9611 | 1.9906 | 2.0204 | 2.0507 | 2.0815 | 2.1127 | 0 | 0 | 0
C&I | TEFC Motor | 15 | 0 | 260.9262 | 0 | 0.059301 | 0 | 115 | 0 | 1.0317 | 98.0943 | 10.9128 | 105.6597 | 0 | 115 | 0 | 0 | 0 | 0 | 0 | 0 | 0 | 0 | 0 | 10.702 | 10.8626 | 11.0255 | 11.1909 | 11.3588 | 11.5291 | 11.7021 | 11.8776 | 12.0558 | 12.2366 | 12.4202 | 12.6065 | 12.7956 | 12.9875 | 13.1823 | 13.38 | 0 | 0 | 0 | 0 | 1.1906 | 1.2084 | 1.2266 | 1.245 | 1.2636 | 1.2826 | 1.3018 | 1.3214 | 1.3412 | 1.3613 | 1.3817 | 1.4024 | 1.4235 | 1.4448 | 1.4665 | 1.4885 | 0 | 0 | 0
C&I | Chiller | 20 | 0 | 2805.614 | 0 | 1.928 | 0 | 6350 | 0 | 0.25691 | 1121.6197 | 377.2759 | 5834.2521 | 0 | 6350 | 0 | 0 | 0 | 0 | 0 | 0 | 0 | 0 | 0 | 115.0739 | 116.8 | 118.552 | 120.3303 | 122.1353 | 123.9673 | 125.8268 | 127.7142 | 129.6299 | 131.5744 | 133.548 | 135.5512 | 137.5845 | 139.6482 | 141.743 | 143.8691 | 146.0272 | 148.2176 | 0 | 0 | 38.7071 | 39.2877 | 39.877 | 40.4752 | 41.0823 | 41.6985 | 42.324 | 42.9589 | 43.6032 | 44.2573 | 44.9211 | 45.595 | 46.2789 | 46.9731 | 47.6777 | 48.3928 | 49.1187 | 49.8555 | 0
C&I | C&I Custom | 15 | 0 | 45206.6729 | 0 | 11.2142 | 0 | 7940.9 | 0 | 2.6123 | 16995.284 | 2063.6519 | 7295.939 | 0 | 7940.9 | 0 | 0 | 0 | 0 | 0 | 0 | 0 | 0 | 0 | 1854.1786 | 1881.9913 | 1910.2211 | 1938.8745 | 1967.9576 | 1997.4769 | 2027.4391 | 2057.8507 | 2088.7184 | 2120.0492 | 2151.85 | 2184.1277 | 2216.8896 | 2250.143 | 2283.8951 | 2318.1535 | 0 | 0 | 0 | 0 | 225.1436 | 228.5207 | 231.9485 | 235.4278 | 238.9592 | 242.5436 | 246.1817 | 249.8745 | 253.6226 | 257.4269 | 261.2883 | 265.2076 | 269.1858 | 273.2235 | 277.3219 | 281.4817 | 0 | 0 | 0
Residential | Residential Audits | 0 | 0 | 0 | 0 | 0 | 0 | 0 | 0 | n/a | 0 | 0 | 0 | 0 | 0 | 0 | 0 | 0 | 0 | 0 | 0 | 0 | 0 | 0 | 0 | 0 | 0 | 0 | 0 | 0 | 0 | 0 | 0 | 0 | 0 | 0 | 0 | 0 | 0 | 0 | 0 | 0 | 0 | 0 | 0 | 0 | 0 | 0 | 0 | 0 | 0 | 0 | 0 | 0 | 0 | 0 | 0 | 0 | 0 | 0 | 0 | 0 | 0
0 | 0 | 0 | 0 | 0 | 0 | 0 | 0 | 0 | 0 | n/a | 0 | 0 | 0 | 0 | 0 | 0 | 0 | 0 | 0 | 0 | 0 | 0 | 0 | 0 | 0 | 0 | 0 | 0 | 0 | 0 | 0 | 0 | 0 | 0 | 0 | 0 | 0 | 0 | 0 | 0 | 0 | 0 | 0 | 0 | 0 | 0 | 0 | 0 | 0 | 0 | 0 | 0 | 0 | 0 | 0 | 0 | 0 | 0 | 0 | 0 | 0 | 0 | 0

## Measure Calculations
| CFL Bulb | LED Bulb | Energy Star Fixture
Halogen Watts | 53 | 49 | 106 | MN TRM
Efficient Watts | 18 | 11 | 34 | MN TRM
Coincidence Factor | 9.5% | 9.5% | 9.5% | MN TRM
kW Saved per Unit | 0.0041496 | 0.0045053 | 0.0085363 |  | MN TRM
kWh Saved per Unit | 35.2923 | 38.3173 | 72.6012 |  | Annual Operating Hours | 938
Incremental Cost | 1.32 | 10 | 15 | MN TRM | WHFe | 1.075
Lifetime (years) | 5 | 10 | 9.4 | MN TRM | WHFd | 1.248
Energy Star Dehumidifier
Base Energy Factor (Liter/kWh) | 1.5 | DOE
Efficient Energy Factor (Liter/kWh) | 1.85 | Energy Star
Capacity (Pint/Day) | 40 | Energy Star
Annual Operating Hours | 1620 | Energy Star
Conversion (Pint to Liter) | 0.473 | Energy Star
Coincidence Factor | 37% | Illinois
kW Saved per Unit | 0.036789
kWh Saved per Unit | 161.0757
Incremental Cost | 60 | Illinois
Lifetime (years) | 12 | Energy Star
Energy Star Clothes Washer
March 2015 Federal standard effective
Capacity (cubic feet) | 3.5 | Energy Star
MEFbase | 1.29 | DOE
MEFee | 2.06 | Energy Star
Annual Clothes Washer Cycles | 295 | Energy Star
% Energy Consumption for Clothes Washer | 7% | MN TRM
% Energy Consumption for Water Heating | 33% | MN TRM
% Energy Consumption for Dryer | 59% | MN TRM
% Electric Hot Water | 39% | MN TRM
% Electric Dryer | 81% | MN TRM
Coincident Factor | 3.8% | Illinois
kW Saved per Unit | 0.026075
kWh Saved per Unit | 202.4211
Incremental Cost | 210 | Illinois
Lifetime (years) | 14 | Illinois
Energy Star Clothes Dryer
March 2015 Federal standard effective
Capacity (cubic feet) | 8.45 | Energy Star
CEFbase | 3.11 | DOE
CEFee | 3.93 | Energy Star
Hours Per Cycle | 0.75
Coincident Factor | 3.8%
kW Saved per Unit | 0.028724
kWh Saved per Unit | 167.2398
Incremental Cost | 152 | Illinois
Lifetime (years) | 14 | Illinois
Energy Star Dishwasher
| Electric DHW | Gas DHW
Standard Unit kWh | 307 | 307 | DOE
Energy Star Unit kWh | 295 | 295 | Energy Star
Annual Dishwasher Cycles | 208 | 208 | Energy Star
% Energy Consumption for Water Heating | 56% | 56% | Energy Star
Coincident Factor | 10% | 10% | MN TRM
kW Saved per Unit | 0.0057692 | 0.0025385
kWh Saved per Unit | 12 | 5.28
Incremental Cost | 50 | 50 | Illinois
Lifetime (years) | 10 | 10 | Energy Star
Energy Star Room Air Conditioner
Capacity (Btu/h) | 10000 | Energy Star
Standard Unit EER | 10.9 | DOE
Efficient Unit EER | 12.1 | Energy Star Draft 1
Annual Operating Hours | 593 | Energy Star
Coincidence Factor | 90% | MN TRM
kW Saved per Unit | 0.081886
kWh Saved per Unit | 53.9541
Incremental Cost | 200 | Michigan
Lifetime (years) | 12 | Illinois
Energy Star Refrigerator/Freezer
| Fridge (Top-Freezer) | CEE Tier 2 | Freezer
Adjusted Volume (Cubic Feet) | 25.8 | 25.8 | 26.9 | Illinois
Baseline Refrigerator | 441.906 | 441.906 | 303.901
Energy Star Refrigerator | 397.608 | 375.6201 | 273.464
Temperature Adjustment Factor | 1.25 | 1.25
Load Shape Adjustment Factor | 1.057 | 1.057
Coincident Factor | 100% | 100% | 95% | Illinois
kW Saved per Unit | 0.0066768 | 0.0099909 | 0.0033008 | Illinois
kWh Saved per Unit | 44.298 | 66.2859 | 30.437 | DOE/ENERGY STAR
Incremental Cost | 40 | 140 | 35 | Illinois
Lifetime (years) | 12 | 12 | 11 | Illinois
*CEE Tier 2 standard is 25% less consumption than baseline | 441.906
397.608
Recycle and Replace - ENERGY STAR Refrigerator
Fridge (Top-Freezer)
Adjusted Volume (Cubic Feet) | 25.8
Existing Unit | 814.5
Energy Star Refrigerator | 397.608
Temperature Adjustment Factor | 1.25
Load Shape Adjustment Factor | 1.057
Coincident Factor | 100%
kW Saved per Unit | 0.062836 | Illinois
kWh Saved per Unit | 416.892 | Illinois
Incremental Cost | 451 | Illinois
Avoided Cost | 390 | Illinois
Lifetime (years) | 12 | Illinois
Remaining Life (years) | 4 | Illinois
Appliance Recycling
| Refrigerator | Freezer
kW Saved per Unit | 0.14715 | 0.12614
kWh Saved per Unit | 1289 | 1105 | NMR
Lifetime (years) | 8 | 8 | Illinois
Air Sealing | Electric Heat | Gas Heat
CFM50 Pre | 3000 | 3000
CFM50 Post | 2250 | 2250
Pascal Conversion Factor | 18.5 | 18.5
kW Saved per Unit | 0.57204 | 0.088164 | Illinois
kWh Saved per Unit | 1344.3037 | 57.1378 | Illinois
Incremental Cost | 272 | 272 | PSC Colorado
Lifetime (years) | 15 | 15 | Illinois
Insulation
| Attic Insulation (R-40) | Wall Insulation (R-13)
Existing R-Value | 19 | 3 | PSC Colorado |  | Existing Cooling Unit SEER | 10
Efficient R-Value | 38 | 11 | http://www.energystar.gov/?c=home_sealing.hm_improvement_insulation_table |  | Existing Heating Unit HSPF | 1.6935
Insulated Area (sq ft) | 750 | 765.3333 |  |  | % Summer Air Conditioner Usage | 0.75
kW Saved per Unit | 0.21918 | 2.0604 | Illinois |  | Framing Factor | 15%
kWh Saved per Unit | 515.0871 | 4842.0549 | Illinois |  | Cooling Degree Days | 725 | Rapid City, SD Degree Days
Incremental Cost | 575.25 | 1011.7707 | PSC Colorado |  | Heating Degree Days | 7078 | Rapid City, SD Degree Days
Lifetime (years) | 20 | 20 | PSC Colorado |  | Coincidence Factor | 91.5% | Illinois
| Facuet Aerator (Kitchen) | Faucet Aerator (Bath) | Low Flow Showerhead
GPMbase | 1.39 | 1.39 | 2.35
GPMlow | 0.94 | 0.94 | 2
Daily Usage per Person (minutes) | 9 | 9 | 7.8
Daily Shower per Person (#) |  |  | 0.75
Household Size (# Individuals) | 2.56 | 2.56 | 2.56
Drain Factor | 75% | 90%
Units per Household | 1 | 2.83 | 1.79
EPGelectric | 0.089683 | 0.089683 | 0.12705
Hours | 197 | 197 | 380
Coincidence Factor | 2.2% | 2.2% | 2.78%
kW Saved per Unit | 0.028426 | 0.012053 | 0.0099345 | Illinois
kWh Saved per Unit | 254.5432 | 107.9335 | 135.795 | Illinois
Incremental Cost | 8 | 8 | 12 | Illinois
Lifetime (years) | 9 | 9 | 10 | Illinois
Water Heater Wrap
Coincidence Factor | 100% | Illinois | R10 base, R18 eff
kW Saved per Unit | 0.0164 | Illinois
kWh Saved per Unit | 143 | Illinois
Incremental Cost | 10 | http://aceee.org/consumer/water-heating
Lifetime (years) | 5 | Ohio
Hot Water Pipe Insulation
Uninsulated Pipe Heat Loss Coefficient | 1
Insulated Pipe Heat Loss Coefficient | 5
Length of Pipe (ft) | 5
Circumference of Pipe (Ft) | 0.196
Tank Water Temperature (°F) | 120 | Arkansas
Well/Pipe Water Temperature (°F) | 54 | Illinois
Recovery of Hot Water Heater | 0.98
Coincidence Factor | 100% | Illinois
kW Saved per Unit | 0.01547 | Illinois
kWh Saved per Unit | 135.5195 | Illinois
Incremental Cost | 15 | Illinois
Lifetime (years) | 15 | Illinois
CAC Tune-Up
Standard Unit SEER | 10
Standard Unit EER | 9.2
Maintenance Energy Savings Factor | 5% | MN TRM
Maintenance Demand Savings Factor | 2% | MN TRM
Coincidence Factor | 90%
kW Saved per Unit | 0.070435
kWh Saved per Unit | 106.74
Incremental Cost | 175 | Illinois
Lifetime (years) | 2 | MN TRM
Central Air Conditioner | New/Replacement |  |  | Early Retirement
| SEER 14.5 | SEER 15 | SEER 16 | SEER 14.5 | SEER 15 | SEER 16 |  | Annual Heating Hrs (Rapid City) | 2434 | Energy Star
Efficient Unit SEER | 14.5 | 15 | 16 | 14.5 | 15 | 16 |  | Annual Cooling Hrs (Rapid City) | 593 | Energy Star
Efficient Unit EER | 12 | 12.72 | 13 | 12 | 12.72 | 13 |  | Capacity (Btu/h) | 36000 | Energy Star
Standard Unit SEER | 13 | 13 | 13 | 10 | 10 | 10 | DOE | Coincidence Factor | 90% | MN TRM
Standard Unit EER | 11 | 11 | 11 | 9.2 | 9.2 | 9.2 | DOE | Thermostat Savings
kW Saved per Unit | 0.24545 | 0.39828 | 0.45315 | 0.82174 | 0.97457 | 1.0294 |  | Heating | 6.8% | NY TRM
kWh Saved per Unit | 169.878 | 218.9538 | 307.9038 | 662.5241 | 711.6 | 800.55 |  | Cooling | 9% | NY TRM
Incremental Cost | 178 | 238 | 257 | 1444 | 1504 | 1523 | MN TRM | Lifetime (years) | 18 | MN TRM
Air Source Heat Pump
January 2015 Federal standards effective | [7 empty] | $/Ton | HP SEER 15 | HP SEER 16
| New/Replacement |  | Early Retirement |  |  |  |  | Efficient Unit | 826.7167 | 924.6528 | Michigan
| SEER 15 | SEER 16 | SEER 15 | SEER 16
Efficient Unit SEER | 15 | 16 | 15 | 16
Efficient Unit EER | 12.5 | 12.5 | 12.5 | 12.5 |  |  |  | Michigan ($/ton)
Efficient Unit HSPF | 8.5 | 8.5 | 8.5 | 8.5 |  |  |  | CAC SEER 13 | 422
Standard Unit SEER | 14 | 14 | 10 | 10 | DOE |  |  | HP SEER 14 | 728.7806
Standard Unit EER | 11 | 11 | 9.2 | 9.2 | DOE
Standard Unit HSPF | 8.2 | 8.2 | 6.8 | 6.8 | DOE
kW Saved per Unit | 0.49291 | 0.49291 | 1.8827 | 1.8827
kWh Saved per Unit | 478.8049 | 567.7549 | 3288.7765 | 3377.7265
Incremental Cost | 293.8082 | 587.6165 | 2480.1501 | 2773.9584 | MN TRM
Air Source Heat Pump Replace Resistance Heat
Efficient Unit SEER | 15
Efficient Unit EER | 12.5
Efficient Unit HSPF | 8.5
Existing Unit SEER | 13 | Illinois
Existing Unit EER | 0 | Illinois
Existing Unit HSPF | 3.41 | Illinois
kW Saved per Unit | 5.5789
kWh Saved per Unit | 15606.4356
Ductless Mini-Split
January 2015 Federal standards effective | Heat Pump | A/C
Capacity (kBtu/h) | 18 | 18
EFLH Heat | 949 |  | Adjusted for load displaced
EHFL Cool | 220 | 220 | Illinois
Efficient Unit SEER | 19 | 19 | Mass
Efficient Unit EER | 12.8 | 12.8 | Mass
Efficient Unit HSPF | 10 |  | Mass
Existing Unit SEER | 7 | 7
Existing Unit EER | 7.7 | 7.7
Existing Unit HSPF | 5.44
Coincidence Factor | 72% | 72% | Illinois
kW Saved per Unit | 0.83827 | 0.67062
kWh Saved per Unit | 1789.1668 | 357.2932
Incremental Cost | 716 | 300 | Michigan/Est. Internet Research
Lifetime (years) | 18 | 18 | Illinois
Programmable Thermostat
| CAC | ASHP
kW Saved per Unit | 0.22925 | 0.23328
kWh Saved per Unit | 128.088 | 829.08
Incremental Cost | 30 | 30 | Illinois
Lifetime (years) | 10 | 10 | Illinois
ECM Blower Motors
Coincidence Factor | 90% | MN TRM
kW Saved per Unit | 0.0657 | MN TRM
kWh Saved per Unit | 720 | MN TRM
Incremental Cost | 250 | MN TRM
Lifetime (years) | 20 | MN TRM
Geothermal Heat Pump | New | Early Ret
Efficient Unit EER | 21.1 | 21.1
Efficient Unit COP | 4.1 | 4.1
Standard Unit SEER | 14 | 9.12
Standard Unit EER | 11 | 8.55
Standard Unit HSPF | 8.2 | 5.44
kW Saved per Unit | 0.76227 | 1.6063 | Illinois
kWh Saved per Unit | 4935.2681 | 11172.6997 | Illinois
Lifetime (years) | 25 | 8 | Illinois
Heat Pump Water Heater
Tank Volume | 40 | http://energy.gov/eere/buildings/downloads/ba-analysis-existing-homes
Tank Water Temperature (°F) | 130 | http://energy.gov/eere/buildings/downloads/ba-analysis-existing-homes
Well/Pipe Water Temperature (°F) | 54 | Illinois
Standard Energy Factor | 0.8772 | DOE april 2015 | http://www1.eere.energy.gov/buildings/appliance_standards/product.aspx/productid/27
Efficient Energy Factor | 2 | Energy Star
Annual Operating Hours | 2533
Coincidence Factor | 12% | Illinois
kW Saved per Unit | 0.082134 | Illinois
kWh Saved per Unit | 1733.709 | Illinois
Incremental Cost | 700 | Michigan
Lifetime (years) | 15 | MN TRM
Storage Water Heater (April 2015) | < EF 0.95 | > EF 0.95
Tank Volume | 40 | 40 | http://energy.gov/eere/buildings/downloads/ba-analysis-existing-homes
Tank Water Temperature (°F) | 120 | 120 | MN TRM
Well/Pipe Water Temperature (°F) | 49.1 | 49.1 | MN TRM
Gallons per Day | 52.836 | 52.836 | MN TRM
EFbase | 0.9172 | 0.92 | DOE
EFee | 0.95 | 0.98
kW Saved per Unit | 0.014362 | 0.02539
kWh Saved per Unit | 125.8092 | 222.4147
Incremental Cost | 51.06 | 51.06 | MN TRM
Lifetime (years) | 15 | 15 | MN TRM
Water Heater Temperature Setback
Heat transfer coefficient | 0.083
Surface area of tank | 23.18 | Illinois
Recoevery efficiency | 0.98
Coincidence Factor | 100%
Annual Operating Hours | 8766
kW Saved per Unit | 0.0057538 | Illinois
kWh Saved per Unit | 50.438 | Illinois
Incremental Cost | 5 | Illinois
Lifetime (years) | 2 | Illinois
Rapid City, SD
Conditioned Space (sq ft) | 2296
Wall Area (sq ft) | 765.3333
Window Area (sq ft) | 400
HDD | 7078
CDD | 725
http://energy.gov/eere/buildings/downloads/ba-analysis-existing-homes
Window Film | Single pane
Savings Factor kWh | 0.00137 | Arkansas | Double pane
Savings Factor kw | 1.95 | Arkansas | .90 kwh
kW Saved per Unit | 0.548 |  | .00069 kw
kWh Saved per Unit | 780
Incremental Cost | 664 | DEER (DEEM) | $1.66 $/U0M, $1.66 labor 2008
Lifetime (Years) | 10 | DEER
Non-Residential Measures
Annual Operating Hours | 4439 | Illinois (Office)
WHFe | 1.43 | Illinois (Office- mid rise)
WHFd | 1.41 | Illinois (Office- mid rise)
Coincidence Factor | 66% | Illinois
Measure | Baseline | Baseline Watts | Efficient Watts | kWh Saved per Unit | Non-Coincident Peak kW per Unit | Incremental Cost | Baseline Cost | Efficient Cost | CF | Lifetime (years) | Lifetime (hrs)
High Bay Fluorescent Fixture w/ HE Electronic Ballast (T5 4-6 lamp) | 400W Metal Halide | 456 | 295 | 1021.991 | 0.22701 | 17.88 | 175 | 192.88 | 0% | 15 |  | Minnesota
High Bay Fluorescent Fixture w/ HE Electronic Ballast (T5 8-lamp) | 750W Metal Halide | 850 | 468 | 2424.8481 | 0.53862 | 101.81 | 270.5 | 372.31 | 0% | 15 |  | Minnesota
High Bay Fluorescent Fixture w/ HE Electronic Ballast (T5 10-lamp) | 1000W Metal Halide | 1080 | 585 | 3142.1461 | 0.69795 | 137.31 | 270 | 407.31 | 0% | 15 |  | Minnesota
High Bay Fluorescent Fixture w/ HE Electronic Ballast (T8 6-8 lamp) | 400W Metal Halide | 456 | 168.96 | 1822.0639 | 0.40473 | 85 | 175 | 260 | 0% | 15 |  | Minnesota
High Bay Fluorescent Fixture w/ HE Electronic Ballast (T8 12-16 lamp) | 750W Metal Halide | 850 | 394.24 | 2893.0597 | 0.64262 | 127.5 | 270.5 | 398 | 0% | 15 |  | Minnesota
CFL Lamp (≤18W) | Halogen | 60 | 15.87 | 280.1271 | 0.062223 | 74.35 | 2 | 76.35 | 0% | 2 | 8000 | Minnesota
CFL Lamp (18-32W) | Halogen | 75 | 26.45 | 308.1842 | 0.068455 | 74.35 | 2 | 76.35 | 0% | 2 | 8000 | Minnesota
CFL Lamp (≥33W) | Incandescent | 150 | 55.016 | 602.9366 | 0.13393 | 108.23 | 4.31 | 112.54 | 0% | 2 | 8000 | Minnesota
Low Wattage T8 Lamp | Std T8 | 28 | 22 | 38.0866 | 0.00846 | 2 | 2 | 4 | 0% | 8 | 36000 | Illinois/Minnesota
Ceramic Metal Halide Fixture (≤150W) | HID ≤150W | 126 | 70 | 355.4751 | 0.07896 | 72 | 150 | 222 | 0% | 13 |  | Minnesota
Ceramic Metal Halide Fixture (150-250W) | HID 200-400W | 295 | 189 | 672.8636 | 0.14946 | 142.12 | 147.88 | 290 | 0% | 13 |  | Minnesota
Ceramic Metal Halide Fixture (≥250W) | HID 400-1000W | 456 | 349 | 679.2114 | 0.15087 | 117 | 175 | 292 | 0% | 13 |  | Minnesota
Pulse Start Metal Halide Fixture (≤175W) | Metal Halide | 210 | 189 | 133.3032 | 0.02961 | 69.18 | 91.82 | 161 | 0% | 15 |  | Minnesota
Pulse Start Metal Halide Fixture (175-320W) | Metal Halide | 295 | 232 | 399.9095 | 0.08883 | 132.12 | 147.88 | 280 | 0% | 15 |  | Minnesota
Pulse Start Metal Halide Fixture (320-750W) | Metal Halide | 456 | 370 | 545.9082 | 0.12126 | 108 | 175 | 283 | 0% | 15 |  | Minnesota
Pulse Start Metal Halide Fixture (≥750W) | Metal Halide | 1080 | 812 | 1701.2024 | 0.37788 | 10 | 270 | 280 | 0% | 15 |  | Minnesota
Energy Star LED Lamp (≤5W) | Halogen | 20 | 4 | 101.5643 | 0.02256 | 31.91 | 2 | 33.91 | 0% | 8 |  | Minnesota
Energy Star LED Lamp (5-10W) | Halogen | 30 | 6 | 152.3465 | 0.03384 | 37.79 | 2 | 39.79 | 0% | 8 |  | Minnesota
Energy Star LED Lamp (>10W) | Halogen | 55 | 17 | 241.2153 | 0.05358 | 62.96 | 2 | 64.96 | 0% | 8 |  | Minnesota
High Performance T8 (1-2 Lamp) | T8 | 32 | 22 | 63.4777 | 0.0141 | 15 |  |  | 0% | 15 |  | Illinois
High Performance T8 (3-4 Lamp) | T8 | 59 | 49 | 63.4777 | 0.0141 | 18 |  |  | 0% | 15 |  | Illinois
LED Parking Garage/Canopy (<30W) | 100W Metal Halide | 124.3 | 18.6 | 670.9593 | 0.14904 | 125 |  |  | 0% | 16 | 70000 | Illinois
LED Parking Garage/Canopy (30-75W) | 175W Metal Halide | 182.9 | 52.5 | 827.7492 | 0.18386 | 250 |  |  | 0% | 16 | 70000 | Illinois
LED Parking Garage/Canopy (≥75W) | 250W Metal Halide | 361.4 | 116.8 | 1552.6645 | 0.34489 | 375 |  |  | 0% | 16 | 70000 | Illinois
Lighting Optimization - Remove Lamp from T8 System |  | 58.5728 | 28.16 | 193.0535 | 0.042882 | 12 |  |  | 0% | 15 |  | Minnesota/Illinois
Lighting Optimization - Remove 2 Lamps from T8 System |  | 117.1456 | 56.32 | 386.1069 | 0.085764 | 24 |  |  | 0% | 15 |  | Minnesota/Illinois
T8 (≤4 ft, 1-2 Lamp) | T12 | 96 | 55 | 260.2586 | 0.05781 | 43 |  |  | 0% | 18
T8 (≤4 ft, 3-4 Lamp) | T12 | 171 | 108 | 399.9095 | 0.08883 | 55 |  |  | 0% | 18
T8 (5-8 ft, 1-2 Lamp) | T12 | 122 | 62 | 380.8662 | 0.0846 | 93 |  |  | 0% | 18
LED Linear Replacement Lamp (≤4ft) | T12 or T8 | 75 | 30 | 285.6497 | 0.06345 | 9.5 |  |  | 0% | 16
LED Linear Replacement Lamp (5-8ft) | T12 or T8 | 85 | 30 | 349.1273 | 0.07755 | 9.5 |  |  | 0% | 16
Lighting Controls
| Ceiling Mount Occupancy | Wall Mount Occupancy | Fixture Mount Occupancy | Fixture Mount Photo Sensor
WATTbase | 275 | 275 | 275 | 275 | PSC Colorado
WATTee | 192 | 192 | 192 | 178 | PSC Colorado
EFLH | 3100 | 3100 | 3100 | 3100 | Vision DSM
Savings Factor | 0.15 | 0.15 | 0.15 | 0.25 | Vision DSM
kW Saved per Unit | 0.011586 | 0.011586 | 0.011586 | 0.022567
kWh Saved per Unit | 362.793 | 362.793 | 362.793 | 423.987
Incremental Cost | 125 | 55 | 55 | 65 | PSC Colorado
Lifetime (years) | 8 | 8 | 8 | 8 | Illinois
LED Exit Sign
Wattspre | 46 | Illnois
Wattspost | 2
Hours | 8760
kW Saved per Unit | 0.06204
kWh Saved per Unit | 551.1792
Incremental Cost | 25 | Michigan
Total Cost | 35 | Michigan
Lifetime (years) | 15 | Arkansas
Central Air Conditioners
| 65 - 135 kBtuh | 135 - 240 kBtuh | 240 - 760 kBtuh | >760 kBtuh
Capacity (thousand Btu/h) | 84 | 120 | 240 | 760
Efficient Unit SEER/EER | 11.7 | 11.7 | 10.5 | 9.9 | CEE
Standard Unit SEER/EER | 11.2 | 11 | 10 | 9.7 | Illinois
kW Saved per Unit | 0.29263 | 0.5959 | 1.0434 | 1.4451
kWh Saved per Unit | 190.0641 | 387.0396 | 677.7143 | 938.6233
Incremental Cost | 700 | 1000 | 2000 | 6333.3333 | Michigan
Lifetime (years) | 15 | 15 | 15 | 15 | Illinois
Air Source Heat Pumps
| Split <65kBtuh | Single <65 kBtuh | 65 < 135 kBtuh | 135 < 240 kBtuh | >240 kBtuh |  | Annual Cooling Hours | 593
Capacity (thousand Btu/h) | 60 | 60 | 84 | 120 | 240 |  | Annual Heating Hours | 2434
Efficient Unit SEER/EER | 14 | 14 | 11.1 | 10.9 | 10.1 | CEE | Coincidence Factor | 91.3%
Efficient Unit HSPF/COP | 8.5 | 8 | 3.4 | 3.2 | 3.2 | CEE
Standard Unit SEER/EER | 13 | 13 | 11 | 10.6 | 9.5 | Illinois
Standard Unit HSPF/COP | 7.7 | 7.7 | 3.3 | 3.2 | 3.2 | Illinois
kW Saved per Unit | 0.30099 | 0.30099 | 0.062811 | 0.28447 | 1.3702
kWh Saved per Unit | 1980.5518 | 906.7283 | 1863.0421 | 184.7672 | 889.9635
Incremental Cost | 370 | 370 | 700 | 1000 | 2000 | Michigan
Lifetime (years) | 15 | 15 | 15 | 15 | 15 | Illinois
| 5 | 5 | 7 | 10 | 20
Geothermal Heat Pump
Capacity (Btu/h) | 120000
Efficient Unit EER | 17.1
Efficient Unit COP | 3.6
Standard Unit EER | 13.4
Standard Unit COP | 3.1
kW Saved per Unit | 2.0963 | Illinois
kWh Saved per Unit | 22212.789 | Illinois
Incremental Cost | 4100 | Illinois
Lifetime (years) | 15 | Illinois
Water Heaters | Electric Storage | Heat Pump
kW Saved per Unit | 0.2 | 0.082134 | Illinois
kWh Saved per Unit | 1780.85 | 1733.709 | Illinois
Incremental Cost | 1050 | 700 | Illinois/Michgan
Lifetime (years) | 5 | 15 | Illinois/Michgan
Motors | ODP | TEFC
Horsepower | 15 | 15
Existing Motor Efficiency | 91% | 91%
New Motor Efficiency | 93% | 92.4% | 1800 RPM
Annual Operating Hours | 4400 | 4400 | Office
Coincidence Factor | 38% | 38% | Ohio
kW Saved per Unit | 0.080391 | 0.056639
kWh Saved per Unit | 353.7219 | 249.2132
Incremental Cost | 115 | 115 | Ohio
Lifetime (years) | 15 | 15 | Ohio
Chiller
Tons | 50
Standard Full Load/IPLV | 9.562
Efficient Full Load/IPLV | 10
Annual Operating Hours | 975 | Vision DSM Retail
Coincidence Factor | 67% | Illinois
kW Saved per Unit | 1.8414
kWh Saved per Unit | 2679.6695
Incremental Cost | 6350 | Illinois
Lifetime (years) | 20 | Illinois

## General Inputs
Black Hills Power - South Dakota
Discount Rate | 8.84%
Energy Line Losses | 1.047
Peak Line Losses | 1.047
| Escalation Rate | 2008 | 2014 | 2015 | 2016 | 2017 | 2018 | 2019 | 2020 | 2021 | 2022 | 2023 | 2024 | 2025 | 2026 | 2027 | 2028 | 2029 | 2030 | 2031 | 2032 | 2033
Avoided Energy Cost ($/kWh) | 1.5% | 0.03641 | 0.039812 | 0.040409 | 0.041016 | 0.041631 | 0.042255 | 0.042889 | 0.043532 | 0.044185 | 0.044848 | 0.045521 | 0.046204 | 0.046897 | 0.0476 | 0.048314 | 0.049039 | 0.049775 | 0.050521 | 0.051279 | 0.052048 | 0.052829
Avoided Demand Forecast ($/kW-year) | 1.5% |  |  | 19.78 | 20.0767 | 20.3779 | 20.6835 | 20.9938 | 21.3087 | 21.6283 | 21.9527 | 22.282 | 22.6163 | 22.9555 | 23.2998 | 23.6493 | 24.0041 | 24.3641 | 24.7296 | 25.1005 | 25.477 | 25.8592
Environmental Costs ($/kWh) | 0% | 0.0114 | 0.0114 | 0.0114 | 0.0114 | 0.0114 | 0.0114 | 0.0114 | 0.0114 | 0.0114 | 0.0114 | 0.0114 | 0.0114 | 0.0114 | 0.0114 | 0.0114 | 0.0114 | 0.0114 | 0.0114 | 0.0114 | 0.0114 | 0.0114
Average Retail Rate ($/kWh)
Residential | 1.5% |  | 0.13423 | 0.13624 | 0.13829 | 0.14036 | 0.14247 | 0.1446 | 0.14677 | 0.14897 | 0.15121 | 0.15348 | 0.15578 | 0.15812 | 0.16049 | 0.1629 | 0.16534 | 0.16782 | 0.17034 | 0.17289 | 0.17548 | 0.17812
Residential All Electric | 1.5% |  | 0.1092 | 0.11084 | 0.1125 | 0.11419 | 0.1159 | 0.11764 | 0.1194 | 0.12119 | 0.12301 | 0.12486 | 0.12673 | 0.12863 | 0.13056 | 0.13252 | 0.1345 | 0.13652 | 0.13857 | 0.14065 | 0.14276 | 0.1449
Commercial | 1.5% |  | 0.12754 | 0.12945 | 0.1314 | 0.13337 | 0.13537 | 0.1374 | 0.13946 | 0.14155 | 0.14367 | 0.14583 | 0.14802 | 0.15024 | 0.15249 | 0.15478 | 0.1571 | 0.15946 | 0.16185 | 0.16428 | 0.16674 | 0.16924
Industrial | 1.5% |  | 0.081393 | 0.082614 | 0.083853 | 0.085111 | 0.086387 | 0.087683 | 0.088999 | 0.090333 | 0.091688 | 0.093064 | 0.09446 | 0.095877 | 0.097315 | 0.098775 | 0.10026 | 0.10176 | 0.10329 | 0.10484 | 0.10641 | 0.108
C&I |  |  | 0.10447 | 0.10603 | 0.10762 | 0.10924 | 0.11088 | 0.11254 | 0.11423 | 0.11594 | 0.11768 | 0.11945 | 0.12124 | 0.12306 | 0.1249 | 0.12678 | 0.12868 | 0.13061 | 0.13257 | 0.13456 | 0.13657 | 0.13862
Pages from Energy Efficiency Solutions Plan_RateAssumptions (see email from Don Martinez 11/4/2013)
2014 Rates were increased 8% per Jim & Don (12.11.13 meeting)