## Tables
| Participation | MWh Savings | Coincident kW Savings | Total Budget | Percentage of Revenue
2015 | 5576 | 5785.5403 | 1242.8511 | 778731.56 | 0.5864%
2016 | 6740 | 7091.9423 | 1553.333 | 903056.5625 | 0.6801%
| 2015 | 2016
Residential Programs | 1.0503 | 1.0843
Commercial & Industrial Programs | 2.4608 | 2.6289
Total Portfolio | 2.0665 | 2.17
See 2/4/14 email from Don Martinez 'BHP-SD Customer Stats_EES as percentage of Revenue'
| Percent of Rev. | Program Costs
1st Year | 0.75% | 995909.355
2nd Year | 1% | 1327879.14
| Revenue | 132787914
RESIDENTIAL
Residential Lighting
LED | 5
ENERGY STAR Fixture | 10
Advanced Power Strip | 10
Participation
| PY 2015 | PY 2016
LED | 3000 | 4000
ENERGY STAR Fixture | 500 | 550
Advanced Power Strip | 10 | 10
Savings
| PY 2015 | PY 2016
Energy (kWh) Savings | 152003.5 | 193950.86
Demand (kW) Savings | 17.8893 | 22.8214
Budget
PY 2015 | PY 2016
31635.45 | 40555.2
Residential Appliance Recycling
Refrigerator Recycle | 50
Recycle and Replace - ENERGY STAR Refrigerator | 75
Freezer Recycle | 50
Participation
| PY 2015 | PY 2016
Refrigerator Recycle | 40 | 50
Recycle and Replace - ENERGY STAR Refrigerator | 0 | 0
Freezer Recycle | 25 | 30
Savings
| PY 2015 | PY 2016
Energy (kWh) Savings | 79185 | 97600
Demand (kW) Savings | 9.0394 | 11.1416
Budget
PY 2015 | PY 2016
10749.375 | 13230
High Efficiency HVAC
Heat Pump SEER 15 | 225
Early Retirement Heat Pump SEER 15 | 600
Heat Pump SEER 15 Replace Electric Furnace | 1500
CAC SEER 15 | 180
Ductless Mini-Split AC SEER ≥19 | 150
Ductless Mini-Split HP SEER ≥19 | 150
Heat Pump Water Heater | 200
Electric Storage Water Heater EF 0.95 | 50
Electric Storage Water Heater EF >0.95 | 70
Geothermal EER ≥21 | 600
Early Retirement Geothermal EER ≥21 | 900
Participation
| PY 2015 | PY 2016
Heat Pump SEER 15 | 50 | 60
Early Retirement Heat Pump SEER 15 | 5 | 8
Heat Pump SEER 15 Replace Electric Furnace | 3 | 8
CAC SEER 15 | 0 | 0
Ductless Mini-Split AC SEER ≥19 | 5 | 10
Ductless Mini-Split HP SEER ≥19 | 5 | 10
Heat Pump Water Heater | 12 | 15
Electric Storage Water Heater EF 0.95 | 10 | 10
Electric Storage Water Heater EF >0.95 | 10 | 10
Geothermal EER ≥21 | 12 | 15
Early Retirement Geothermal EER ≥21 | 5 | 8
| PY 2015 | PY 2016
Energy (kWh) Savings | 192072.182 | 321873.8599
Demand (kW) Savings | 65.733 | 112.3999
Budget
PY 2015 | PY 2016
47405.925 | 71608.95
Whole House Efficiency
| PY 2015 | PY 2016
Participation | 100 | 125
Savings
| PY 2015 | PY 2016
Energy (kWh) Savings | 90540.2001 | 113463.1618
Demand (kW) Savings | 23.0304 | 28.9051
Budget
PY 2015 | PY 2016
32287.5 | 37078.125
Residential Audit
| PY 2015 | PY 2016
Participation | 400 | 400
Savings
| PY 2015 | PY 2016
Energy (kWh) Savings | 79399.5441 | 79399.5441
Demand (kW) Savings | 8.0018 | 8.0018
Budget
PY 2015 | PY 2016
25263 | 25263
School Based Education
| PY 2015 | PY 2016
Participation | 1200 | 1200
Savings
| PY 2015 | PY 2016
Energy (kWh) Savings | 476397.2645 | 476397.2645
Demand (kW) Savings | 48.0109 | 48.0109
Budget
PY 2015 | PY 2016
66150 | 66150
Weatherization
| PY 2015 | PY 2016
Participation | 25 | 30
Savings
| PY 2015 | PY 2016
Energy (kWh) Savings | 41479.874 | 49775.8488
Demand (kW) Savings | 5.8869 | 7.0642
Budget
PY 2015 | PY 2016
9646.875 | 11576.25
COMMERCIAL
C&I Custom
| PY 2015 | PY 2016
Custom | 45 | 55
Savings
| PY 2015 | PY 2016
Energy (kWh) Savings | 1942980.21 | 2374753.59
Demand (kW) Savings | 1065.2594 | 1314.988
Budget
PY 2015 | PY 2016
275746.275 | 318681.825
C&I Prescriptive
Participation
| PY 2015 | PY 2016
Lighting | 80 | 100
HVAC | 24 | 24
Motors | 10 | 12
Savings
| PY 2015 | PY 2016
Energy (kWh) Savings | 2731482.4872 | 3384728.1599
Demand (kW) Savings | 569.9357 | 712.4196
Budget
PY 2015 | PY 2016
241704.96 | 270951.7125
Lighting
Measure | Baseline | Incentive | Unit
High Bay Fluorescent Fixture w/ HE Electronic Ballast (T5 4-6 lamp) | 400W Metal Halide | 75 | per fixture
High Bay Fluorescent Fixture w/ HE Electronic Ballast (T5 8-lamp) | 750W Metal Halide | 40 | per fixture
High Bay Fluorescent Fixture w/ HE Electronic Ballast (T5 10-lamp) | 1000W Metal Halide | 125 | per fixture
High Bay Fluorescent Fixture w/ HE Electronic Ballast (T8 6-8 lamp) | 400W Metal Halide | 75 | per fixture
High Bay Fluorescent Fixture w/ HE Electronic Ballast (T8 12-16 lamp) | 750W Metal Halide | 125 | per fixture
CFL Lamp (≤18W) | Halogen | 8 | per lamp
CFL Lamp (18-32W) | Halogen | 18 | per lamp
CFL Lamp (≥33W) | Incandescent | 24 | per lamp
Low Wattage T8 Lamp | Std T8 | 0.5 | per lamp
Ceramic Metal Halide Fixture (≤150W) | HID ≤150W | 17 | per fixture
Ceramic Metal Halide Fixture (150-250W) | HID 200-400W | 28 | per fixture
Ceramic Metal Halide Fixture (≥250W) | HID 400-1000W | 45 | per fixture
Pulse Start Metal Halide Fixture (≤175W) | Metal Halide | 25 | per fixture
Pulse Start Metal Halide Fixture (175-320W) | Metal Halide | 40 | per fixture
Pulse Start Metal Halide Fixture (320-750W) | Metal Halide | 55 | per fixture
Pulse Start Metal Halide Fixture (≥750W) | Metal Halide | 65 | per fixture
Energy Star LED Lamp (≤5W) | Halogen | 5 | per lamp
Energy Star LED Lamp (5-10W) | Halogen | 8.5 | per lamp
Energy Star LED Lamp (>10W) | Halogen | 12.5 | per lamp
High Performance T8 (1-2 Lamp) | T8 | 9 | per lamp
High Performance T8 (3-4 Lamp) | T8 | 18 | per lamp
LED Parking Garage/Canopy (<30W) | 100W Metal Halide | 35 | per fixture
LED Parking Garage/Canopy (30-75W) | 175W Metal Halide | 75 | per fixture
LED Parking Garage/Canopy (≥75W) | 250W Metal Halide | 100 | per fixture
Lighting Optimization - Remove Lamp from T8 System |  | 8 | per lamp
Lighting Optimization - Remove 2 Lamps from T8 System |  | 16 | per lamp
T8 (≤4 ft, 1-2 Lamp) | T12 | 5 | per lamp
T8 (≤4 ft, 3-4 Lamp) | T12 | 9 | per lamp
T8 (5-8 ft, 1-2 Lamp) | T12 | 8 | per lamp
LED Linear Replacement Lamp (≤4ft) | T12 or T8 | 16 | per lamp
LED Linear Replacement Lamp (5-8ft) | T12 or T8 | 23 | per lamp
Ceiling Mount Occupancy | No control | 30 | per control
Wall Mount Occupancy | No control | 12 | per control
Fixture Mount Occupancy | No control | 12 | per control
Exit Sign |  | 6 | per fixture
HVAC
Single Phase Package or Split Systems | SEER ≥14, < 5.4 tons | 50 | per ton
Geothermal Heat Pump | EER ≥17.1, COP ≥3.6 | 70 | per ton
Heat Pump Water Heater | EF ≥2.0 | 5 | per gallon
Motors
ODC Motor |  |  | per motor
TEFC Motor |  |  | per motor

## Portfolio Inputs
|  | Participants |  | Total kWh Savings |  | Total kW Savings |  | Incremental Cost | Dealer Incentive | Participant Incentive | Total Incentives |  | Non-Incentive Costs |  | Delivery |  | Administration |  | Marketing |  | Evaluation | [5 empty] | Total Budget |  | TRC
Measure |  | 2015 | 2016 | 2015 | 2016 | 2015 | 2016 |  |  |  | 2015 | 2016 | 2015 | 2016 | 2015 | 2016 | 2015 | 2016 | 2015 | 2016 | 2015 | 2016 | Delivery | Admin | Market | Eval | 2015 | 2016 | 2015 | 2016
Total Portfolio |  | 5576 | 6740 | 5785540.2619 | 7091942.289 | 1242.8511 | 1553.333 |  |  |  | 381422 | 479615 | 397309.56 | 423441.5625 | 236308.6 | 229938.75 | 54501.3 | 66546.75 | 63841.3 | 73588.25 | 36803.66 | 42484.4375 |  |  |  |  | 778731.56 | 903056.5625 | 2.0665 | 2.17
Cross Marketing and Training | [12 empty] | 38142.2 | 47961.5
Residential Programs |  | 5417 | 6549 | 1111077.5647 | 1332460.5391 | 177.5917 | 238.345 |  |  |  | 58900 | 83300 | 190937.665 | 215734.575 | 157417 | 177042 | 11482.5 | 13650 | 15463 | 14141 | 12163.125 | 14406.65 |  |  |  |  | 249837.665 | 299034.575 | 1.0503 | 1.0843
Residential Lighting |  | 3510 | 4560 | 152003.5 | 193950.86 | 17.8893 | 22.8214 |  |  |  | 20100 | 25600 | 11535.45 | 14955.2 | 6612 | 8672 | 1005 | 1280 | 2412 | 3072 | 1506.45 | 1931.2 |  |  |  |  | 31635.45 | 40555.2 | 1.0164 | 1.0222
LED |  | 3000 | 4000 | 114951.9 | 153269.2 | 13.5158 | 18.0211 | 10 |  | 5 | 15000 | 20000 | 9727.5 |  | 6000 | 8000 | 750 | 1000 | 1800 | 2400 | 1177.5 | 1570 | 2 | 5% | 12% | 5% | 24727.5 |  | 1.2614 | 1.2804
ENERGY STAR Fixture |  | 500 | 550 | 36300.6 | 39930.66 | 4.2682 | 4.695 | 15 |  | 10 | 5000 | 5500 | 1807.95 |  | 612 | 672 | 255 | 280 | 612 | 672 | 328.95 | 361.2 | 12% | 5% | 12% | 5% | 6807.95 |  | 1.5934 | 1.6173 | Vision | App Count | Equipment Quantity | Total Gross kW | Total Gross kWh
Advanced Power Strip |  | 10 | 10 | 751 | 751 | 0.10534 | 0.10534 | 20 |  | 10 | 100 | 100 | 0 | [13 empty] | 100 |  | 1.2463 | 1.265 | Portfolio | 232 | 6596 | 1118.2683 | 2463794.944
Appliance Recycling |  | 65 | 80 | 79185 | 97600 | 9.0394 | 11.1416 |  |  |  | 3250 | 4000 | 7499.375 | 9230 | 6500 | 8000 | 162.5 | 200 | 325 | 400 | 511.875 | 630 | 100 | 5% | 10% | 5% | 10749.375 | 13230 | 1.6371 | 1.6641 | Residential Programs | 146 | 235 | 37.9123 | 177904.739
Refrigerator Recycle |  | 40 | 50 | 51560 | 64450 | 5.8858 | 7.3573 | 93 |  | 50 | 2000 | 2500 | [16 empty] | 3.8812 | 3.9394 | C&I Programs | 86 | 6361 | 1080.356 | 2285890.205
Recycle and Replace - ENERGY STAR Refrigerator |  |  |  | 0 | 0 | 0 | 0 | 451 |  | 75 | 0 | 0 | [16 empty] | n/a | n/a
Freezer Recycle |  | 25 | 30 | 27625 | 33150 | 3.1535 | 3.7842 | 93 |  | 50 | 1250 | 1500 | [16 empty] | 3.3271 | 3.377
High Efficiency HVAC |  | 117 | 154 | 192072.182 | 321873.8599 | 65.733 | 112.3999 |  |  |  | 35550 | 53700 | 11855.925 | 17908.95 | 3555 | 5370 | 1777.5 | 2685 | 4266 | 6444 | 2257.425 | 3409.95 | 10% | 5% | 12% | 5% | 47405.925 | 71608.95 | 1.0506 | 1.1293 | 2015 Goal
Heat Pump SEER 15 |  | 50 | 60 | 23940.246 | 28728.2951 | 24.6455 | 29.5746 | 293.8082 |  | 225 | 11250 | 13500 | 3751.875 |  | 1125 |  | 562.5 |  | 1350 |  | 714.375 | [5 empty] | 15001.875 |  | 1.0147 | 1.0299 | Portfolio |  | 16009 | 633.5309 | 4113724.3259
Early Retirement Heat Pump SEER 15 |  | 5 | 8 | 2394.0246 | 3830.4394 | 2.4645 | 3.9433 | 2480.1501 |  | 600 | 3000 | 4800 | 1000.5 |  | 300 |  | 150 |  | 360 |  | 190.5 | [5 empty] | 4000.5 |  | 0.93799 | 0.95206 | Residential Programs |  | 15711 | 267.8588 | 1618741.3182
Heat Pump SEER 15 Replace Electric Furnace |  | 3 | 8 | 46819.3069 | 124851.4852 | 16.7368 | 44.6315 | 4554 |  | 1500 | 4500 | 12000 | 1500.75 |  | 450 |  | 225 |  | 540 |  | 285.75 | [5 empty] | 6000.75 |  | 1.745 | 1.7711 | C&I Programs |  | 159 | 1065.2594 | 4674462.6972
CAC SEER 15 |  |  |  |  | 0 |  | 0 | 238 |  | 180 | 0 | 0 | 0 |  | 0 |  | 0 |  | 0 |  | 0 | [5 empty] | 0 |  | n/a | n/a | C&I Programs |  | 298 | 365.6721 | 2494983.0077
Ductless Mini-Split AC SEER ≥19 |  | 5 | 10 | 1786.4662 | 3572.9323 | 3.3531 | 6.7062 | 300 |  | 150 | 750 | 1500 | 250.125 |  | 75 |  | 37.5 |  | 90 |  | 47.625 | [5 empty] | 1000.125 |  | 0.91192 | 0.9256
Ductless Mini-Split HP SEER ≥19 |  | 5 | 10 | 8945.8338 | 17891.6676 | 4.1914 | 8.3827 | 716 |  | 150 | 750 | 1500 | 250.125 |  | 75 |  | 37.5 |  | 90 |  | 47.625 | [5 empty] | 1000.125 |  | 1.3192 | 1.339 | 2015 Re-Design
Heat Pump Water Heater |  | 12 | 15 | 20804.5084 | 26005.6355 | 0.98561 | 1.232 | 700 |  | 200 | 2400 | 3000 | 800.4 |  | 240 |  | 120 |  | 288 |  | 152.4 | [5 empty] | 3200.4 |  | 1.0266 | 1.042 | Portfolio |  | 5576 | 1242.8511 | 5785540.2619
Electric Storage Water Heater EF 0.95 |  | 10 | 10 | 1258.0916 | 1258.0916 | 0.14362 | 0.14362 | 51.06 |  | 50 | 500 | 500 | 166.75 |  | 50 |  | 25 |  | 60 |  | 31.75 | [5 empty] | 666.75 |  | 1.0465 | 1.0622 | Residential Programs |  | 5417 | 177.5917 | 1111077.5647
Electric Storage Water Heater EF >0.95 |  | 10 | 10 | 2224.1466 | 2224.1466 | 0.2539 | 0.2539 | 51.06 |  | 70 | 700 | 700 | 233.45 |  | 70 |  | 35 |  | 84 |  | 44.45 | [5 empty] | 933.45 |  | 1.8501 | 1.8778
Geothermal EER ≥21 |  | 12 | 15 | 59223.2174 | 74029.0217 | 9.1472 | 11.4341 | 2313.6581 |  | 600 | 7200 | 9000 | 2401.2 |  | 720 |  | 360 |  | 864 |  | 457.2 | [5 empty] | 9601.2 |  | 1.0402 | 1.0282
Early Retirement Geothermal EER ≥21 |  | 5 | 8 | 24676.3406 | 39482.1449 | 3.8114 | 6.0982 | 4500 |  | 900 | 4500 | 7200 | 1500.75 |  | 450 |  | 225 |  | 540 |  | 285.75 | [5 empty] | 6000.75 |  | 1.2658 | 1.2654 | Vision Budget | 372184.47
Whole House Efficiency |  | 100 | 125 | 90540.2001 | 113463.1618 | 23.0304 | 28.9051 |  |  |  | 0 | 0 | 32287.5 | 37078.125 | 50000 | 62500 | 4000 | 5000 | 7500 | 3125 | 3075 | 3531.25 | 500 | 8% | 15% | 5% | 32287.5 | 37078.125 | 1.0203 | 1.131 | 2015 Goal Budget | 841884.3562 | 109.2% | -7.501%
Measures |  | 100 | 125 | 50840.4281 | 63838.4467 | 19.0295 | 23.904 | [21 empty] | n/a | n/a | Re-design Budget | 778731.56
Air Sealing (Electric Heat) | 0.15 | 15 | 19 | 20164.5557 | 25541.7706 | 8.5806 | 10.8688 |  |  |  | 0 | 0 | [16 empty] | n/a | n/a | 2015 Spending Max | 1327879.14
Air Sealing (Gas Heat) | 0.85 | 85 | 106 | 4856.7162 | 6056.6108 | 7.4939 | 9.3454 |  |  |  | 0 | 0 | [16 empty] | n/a | n/a
Hot Water Pipe Insulation | 0.85 | 85 | 106 | 11519.1562 | 14365.0653 | 1.315 | 1.6398 |  |  |  | 0 | 0 | [16 empty] | n/a | n/a
Water Heater Tank Wrap | 1 | 100 | 125 | 14300 | 17875 | 1.64 | 2.05 |  |  |  | 0 | 0 | [16 empty] | n/a | n/a
Residential Kit |  | 100 | 125 | 39699.772 | 49624.715 | 4.0009 | 5.0011 |  |  |  | 0 | [17 empty] | n/a | n/a
LED | 4 | 400 | 500 | 15326.92 | 19158.65 | 1.8021 | 2.2526 |  |  |  | 0 | 0 | [16 empty] | n/a | n/a
Faucet Aerator - Bathroom | 1 | 100 | 125 | 10793.3518 | 13491.6897 | 1.2053 | 1.5067 |  |  |  | 0 | 0 | [16 empty] | n/a | n/a
Low Flow Showerhead | 1 | 100 | 125 | 13579.5003 | 16974.3754 | 0.99345 | 1.2418 |  |  |  | 0 | 0 | [16 empty] | n/a | n/a
Residential Audit |  | 400 | 400 | 79399.5441 | 79399.5441 | 8.0018 | 8.0018 | 0 | 0 | 0 |  |  | 25263 | 25263 | 22000 | 22000 | 1100 | 960 | 960 | 1100 | 1203 | 1203 |  |  |  |  | 25263 | 25263 | 1.0083 | 1.0234
Residential Audit |  | 400 | 400 | [9 empty] | 14238 | 14238 | 12000 | 12000 | 600 | 960 | 960 | 600 | 678 | 678 | 12000 | 5% | 8% | 5% |  |  | 0 | 0
Residential Kit | 0.5 | 200 | 200 | 79399.5441 | 79399.5441 | 8.0018 | 8.0018 | [5 empty] | 11025 | 11025 | 10000 | 10000 | 500 | 0 | 0 | 500 | 525 | 525 | 50 | 5% | 0% | 5% |  |  | 2.3105 | 2.3451
LED | 4 | 800 | 800 | 30653.84 | 30653.84 | 3.6042 | 3.6042 |  |  |  | 0 | 0 | [16 empty] | n/a | n/a
Faucet Aerator - Bathroom | 1 | 200 | 200 | 21586.7035 | 21586.7035 | 2.4107 | 2.4107 |  |  |  | 0 | 0 | [16 empty] | n/a | n/a
Low Flow Showerhead | 1 | 200 | 200 | 27159.0006 | 27159.0006 | 1.9869 | 1.9869 |  |  |  | 0 | 0 | [16 empty] | 1.3819 | 1.4026
School-Based Education |  | 1200 | 1200 | 476397.2645 | 476397.2645 | 48.0109 | 48.0109 | [5 empty] | 66150 | 66150 | 60000 | 60000 | 3000 | 3000 | 0 | 0 | 3150 | 3150 | 50 | 5% | 0% | 5% | 66150 | 66150 | 1.3819 | 1.4026
Weatherization |  | 25 | 30 | 41479.874 | 49775.8488 | 5.8869 | 7.0642 | [5 empty] | 9646.875 | 11576.25 | 8750 | 10500 | 437.5 | 525 | 0 | 0 | 459.375 | 551.25 | 350 | 5% | 0% | 5% | 9646.875 | 11576.25 | 1.2397 | 1.2583
Measures |  | 25 | 30 | 21629.988 | 25955.9856 | 3.8864 | 4.6637 | [21 empty] | n/a | n/a
Air Sealing | 1 | 25 | 30 | 17518.0194 | 21021.6233 | 3.4161 | 4.0993 |  |  |  | 0 | 0 | [16 empty] | n/a | n/a | 2015 % of Total Budget
Water Heater Tank Wrap | 0.5 | 12.5 | 15 | 1787.5 | 2145 | 0.205 | 0.246 |  |  |  | 0 | 0 | [16 empty] | n/a | n/a
Hot Water Pipe Insulation | 0.5 | 12.5 | 15 | 1693.9936 | 2032.7923 | 0.19338 | 0.23205 |  |  |  | 0 | 0 | [16 empty] | n/a | n/a
Water Heater Temperature Setback | 0.5 | 12.5 | 15 | 630.4751 | 756.5701 | 0.071923 | 0.086307 |  |  |  | 0 | 0 | [16 empty] | n/a | n/a | Residential
Residential Kit |  | 25 | 30 | 9924.943 | 11909.9316 | 1.0002 | 1.2003 | [21 empty] | n/a | n/a
LED | 4 | 100 | 120 | 3831.73 | 4598.076 | 0.45053 | 0.54063 |  |  |  | 0 | 0 | [16 empty] | n/a | n/a | Incentives | 23.58%
Faucet Aerator - Bathroom | 1 | 25 | 30 | 2698.3379 | 3238.0055 | 0.30134 | 0.3616 |  |  |  | 0 | 0 | [16 empty] | n/a | n/a | Delivery | 63.01%
Low Flow Showerhead | 1 | 25 | 30 | 3394.8751 | 4073.8501 | 0.24836 | 0.29803 |  |  |  | 0 | 0 | [16 empty] | n/a | n/a | Administration | 4.596%
C&I Programs |  | 159 | 191 | 4674462.6972 | 5759481.7499 | 1065.2594 | 1314.988 |  |  |  | 322522 | 396315 | 206371.895 | 207706.9875 | 78891.6 | 52896.75 | 43018.8 | 52896.75 | 48378.3 | 59447.25 | 24640.535 | 28077.7875 |  |  |  |  | 528893.895 | 604021.9875 | 2.4608 | 2.6289 | Marketing | 6.189%
C&I Custom |  | 45 | 55 | 1942980.21 | 2374753.59 | 481.9845 | 589.0922 | 7940.9 |  | 3970 | 178650 | 218350 | 97096.275 | 100331.825 | 35730 | 26202 | 21438 | 26202 | 26797.5 | 32752.5 | 13130.775 | 15175.325 | 20% | 12% | 15% | 5% | 275746.275 | 318681.825 | 1.9036 | 1.9982 | Evaluation | 4.868%
C&I Prescriptive |  | 114 | 136 | 2731482.4872 | 3384728.1599 | 583.2749 | 725.8958 |  |  |  | 143872 | 177965 | 97832.96 | 92986.7125 | 43161.6 | 26694.75 | 21580.8 | 26694.75 | 21580.8 | 26694.75 | 11509.76 | 12902.4625 | 30% | 15% | 15% | 5% | 241704.96 | 270951.7125 | 3.2017 | 3.4871
Lighting |  | 80 | 100 | 2610570.95 | 3263213.6875 | 569.9357 | 712.4196 |  |  |  | 135972 | 169965 | 92460.96 | 88806.7125 | 40791.6 | 25494.75 | 20395.8 | 25494.75 | 20395.8 | 25494.75 | 10877.76 | 12322.4625 | 30% | 15% | 15% | 5% | 228432.96 | 258771.7125 | 3.3581 | 3.6328 | Commercial
High Bay Fluorescent Fixture w/ HE Electronic Ballast (T5 4-6 lamp) | 0.45 | 36 | 45 | 36791.6749 | 45989.5936 | 8.1724 | 10.2154 | 17.88 |  | 75 | 2700 | 3375 | [16 empty] | 25.2215 | 25.5999 | Incentives | 60.98%
High Bay Fluorescent Fixture w/ HE Electronic Ballast (T5 8-lamp) | 0.45 | 36 | 45 | 87294.533 | 109118.1663 | 19.3903 | 24.2379 | 101.81 |  | 40 | 1440 | 1800 | [16 empty] | 10.5096 | 10.6672 | Delivery | 14.92%
High Bay Fluorescent Fixture w/ HE Electronic Ballast (T5 10-lamp) | 0.45 | 36 | 45 | 113117.2614 | 141396.5767 | 25.1262 | 31.4077 | 137.31 |  | 125 | 4500 | 5625 | [16 empty] | 10.0976 | 10.249 | Administration | 8.134%
High Bay Fluorescent Fixture w/ HE Electronic Ballast (T8 6-8 lamp) | 0.8 | 64 | 80 | 116612.0897 | 145765.1121 | 25.9025 | 32.3781 | 85 |  | 75 | 4800 | 6000 | [16 empty] | 9.4588 | 9.6007 | Marketing | 9.147%
High Bay Fluorescent Fixture w/ HE Electronic Ballast (T8 12-16 lamp) | 0.8 | 64 | 80 | 185155.8179 | 231444.7724 | 41.1278 | 51.4097 | 127.5 |  | 125 | 8000 | 10000 | [16 empty] | 10.0124 | 10.1626 | Evaluation | 4.659%
CFL Lamp (≤18W) |  |  |  | 0 | 0 | 0 | 0 | 74.35 |  | 8 | 0 | 0 | [16 empty] | n/a | n/a
CFL Lamp (18-32W) |  |  |  | 0 | 0 | 0 | 0 | 74.35 |  | 18 | 0 | 0 | [16 empty] | n/a | n/a | Total Portfolio
CFL Lamp (≥33W) |  |  |  | 0 | 0 | 0 | 0 | 108.23 |  | 24 | 0 | 0 | [16 empty] | n/a | n/a | Incentives | 48.98%
Low-Wattage T8 | 8.5 | 680 | 850 | 25898.9016 | 32373.627 | 5.7528 | 7.191 | 2 |  | 0.5 | 340 | 425 | [16 empty] | 5.5402 | 5.6233 | Delivery | 30.35%
Ceramic Metal Halide Fixture (≤150W) | 0.5 | 40 | 50 | 14219.0048 | 17773.756 | 3.1584 | 3.948 | 72 |  | 17 | 680 | 850 | [16 empty] | 2.0021 | 2.0321 | Administration | 6.999%
Ceramic Metal Halide Fixture (150-250W) | 0.5 | 40 | 50 | 26914.5448 | 33643.181 | 5.9784 | 7.473 | 142.12 |  | 28 | 1120 | 1400 | [16 empty] | 1.9199 | 1.9487 | Marketing | 8.198%
Ceramic Metal Halide Fixture (≥250W) | 0.5 | 40 | 50 | 27168.4556 | 33960.5695 | 6.0348 | 7.5435 | 117 |  | 45 | 1800 | 2250 | [16 empty] | 2.3541 | 2.3894 | Evaluation | 4.726%
Pulse Start Metal Halide Fixture (≤175W) | 0.5 | 40 | 50 | 5332.1268 | 6665.1585 | 1.1844 | 1.4805 | 69.18 |  | 25 | 1000 | 1250 | [16 empty] | 0.85026 | 0.86301
Pulse Start Metal Halide Fixture (175-320W) | 0.5 | 40 | 50 | 15996.3804 | 19995.4755 | 3.5532 | 4.4415 | 132.12 |  | 40 | 1600 | 2000 | [16 empty] | 1.3356 | 1.3557
Pulse Start Metal Halide Fixture (320-750W) | 0.5 | 40 | 50 | 21836.3288 | 27295.411 | 4.8504 | 6.063 | 108 |  | 55 | 2200 | 2750 | [16 empty] | 2.2304 | 2.2639
Pulse Start Metal Halide Fixture (≥750W) | 0.5 | 40 | 50 | 68048.0944 | 85060.118 | 15.1152 | 18.894 | 10 |  | 65 | 2600 | 3250 | [16 empty] | 75.0668 | 76.1928
Energy Star LED Lamp (≤5W) | 1.5 | 120 | 150 | 12187.7184 | 15234.648 | 2.7072 | 3.384 | 31.91 |  | 5 | 600 | 750 | [16 empty] | 0.92597 | 0.93986
Energy Star LED Lamp (5-10W) | 2 | 160 | 200 | 24375.4368 | 30469.296 | 5.4144 | 6.768 | 37.79 |  | 8.5 | 1360 | 1700 | [16 empty] | 1.1728 | 1.1904
Energy Star LED Lamp (>10W) | 1 | 80 | 100 | 19297.2208 | 24121.526 | 4.2864 | 5.358 | 62.96 |  | 12.5 | 1000 | 1250 | [16 empty] | 1.1146 | 1.1313
High Performance T8 (1-2 Lamp) | 1.5 | 120 | 150 | 7617.324 | 9521.655 | 1.692 | 2.115 | 15 |  | 9 | 1080 | 1350 | [16 empty] | 1.8673 | 1.8953
High Performance T8 (3-4 Lamp) | 1.5 | 120 | 150 | 7617.324 | 9521.655 | 1.692 | 2.115 | 18 |  | 18 | 2160 | 2700 | [16 empty] | 1.5561 | 1.5795
LED Parking Garage/Canopy (<30W) | 2.5 | 200 | 250 | 134191.8578 | 167739.8222 | 29.8074 | 37.2592 | 125 |  | 35 | 7000 | 8750 | [16 empty] | 2.4549 | 2.4917
LED Parking Garage/Canopy (30-75W) | 1 | 80 | 100 | 66219.9366 | 82774.9208 | 14.7091 | 18.3864 | 250 |  | 75 | 6000 | 7500 | [16 empty] | 1.5143 | 1.537
LED Parking Garage/Canopy (≥75W) | 2.5 | 200 | 250 | 310532.9084 | 388166.1355 | 68.9772 | 86.2215 | 375 |  | 100 | 20000 | 25000 | [16 empty] | 1.8936 | 1.922
Lighting Optimization - Remove Lamp from T8 System | 1.5 | 120 | 150 | 23166.4151 | 28958.0189 | 5.1458 | 6.4323 | 12 |  | 8 | 960 | 1200 | [16 empty] | 7.0989 | 7.2053
Lighting Optimization - Remove 2 Lamps from T8 System | 1 | 80 | 100 | 30888.5535 | 38610.6919 | 6.8611 | 8.5764 | 24 |  | 16 | 1280 | 1600 | [16 empty] | 7.0989 | 7.2053
T8 (≤4 ft, 1-2 Lamp) | 0.5 | 40 | 50 | 10410.3428 | 13012.9285 | 2.3124 | 2.8905 | 43 |  | 5 | 200 | 250 | [16 empty] | 2.9435 | 2.9877
T8 (≤4 ft, 3-4 Lamp) | 2.5 | 200 | 250 | 79981.902 | 99977.3775 | 17.766 | 22.2075 | 55 |  | 9 | 1800 | 2250 | [16 empty] | 3.5362 | 3.5892
T8 (5-8 ft, 1-2 Lamp) | 1.5 | 120 | 150 | 45703.944 | 57129.93 | 10.152 | 12.69 | 93 |  | 8 | 960 | 1200 | [16 empty] | 1.9917 | 2.0216
LED Linear Replacement Lamp (≤4ft) | 40 | 3200 | 4000 | 914078.88 | 1142598.6 | 203.04 | 253.8 | 9.5 |  | 16 | 51200 | 64000 | [16 empty] | 13.7516 | 13.9578
LED Linear Replacement Lamp (5-8ft) | 3.5 | 280 | 350 | 97755.658 | 122194.5725 | 21.714 | 27.1425 | 9.5 |  | 23 | 6440 | 8050 | [16 empty] | 16.8075 | 17.0596
Fluorescent Fixture Specular Reflector 4-ft |  | 0 | 0 | 0 | 0 | 0 | 0 | 30 |  | 0 | 0 | 0 | [16 empty] | n/a | n/a
Fluorescent Fixture Specular Reflector two 4-ft |  | 0 | 0 | 0 | 0 | 0 | 0 | 30 |  | 0 | 0 | 0 | [16 empty] | n/a | n/a
Fluorescent Fixture Specular Reflector 8-ft |  | 0 | 0 | 0 | 0 | 0 | 0 | 50 |  | 0 | 0 | 0 | [16 empty] | n/a | n/a
Fluorescent Fixture Specular Reflector two 8-ft |  | 0 | 0 | 0 | 0 | 0 | 0 | 50 |  | 0 | 0 | 0 | [16 empty] | n/a | n/a
Multi-CFL Fixture |  | 0 | 0 | 0 | 0 | 0 | 0 | 0 |  | 25 | 0 | 0 | [16 empty] | n/a | n/a
Indirect Fixture |  | 0 | 0 | 0 | 0 | 0 | 0 | 0 |  | 24 | 0 | 0 | [16 empty] | n/a | n/a
Ceiling Mount Occupancy | 0.3 |  |  | 0 | 0 | 0 | 0 | 125 |  | 30 | 0 | 0 | [16 empty] | n/a | n/a
Wall Mount Occupancy | 0.2 | 16 | 20 | 5804.688 | 7255.86 | 0.18538 | 0.23172 | 55 |  | 12 | 192 | 240 | [16 empty] | 1.7923 | 1.8192
Fixture Mount Occupancy | 0.2 | 16 | 20 | 5804.688 | 7255.86 | 0.18538 | 0.23172 | 55 |  | 12 | 192 | 240 | [16 empty] | 1.7923 | 1.8192
Fixture Mount Photo Sensor |  | 0 | 0 | 0 | 0 | 0 | 0 | 65 |  | 28 | 0 | 0 | [16 empty] | n/a | n/a
Exit Sign | 1.6 | 128 | 160 | 70550.9376 | 88188.672 | 7.9411 | 9.9264 | 25 |  | 6 | 768 | 960 | [16 empty] | 9.3585 | 9.4989
HVAC |  | 24 | 24 | 117896.8616 | 117896.8616 | 12.654 | 12.654 |  |  |  | 7400 | 7400 | 5032 | 4255 | 2220 | 2220 | 1110 | 1110 | 1110 | 370 | 592 | 555 | 30% | 15% | 15% | 5% | 12432 | 11655 | 1.5871 | 1.6517
Split Package Heat Pump |  | 4 | 4 | 7922.2072 | 7922.2072 | 1.204 | 1.204 | 370 |  | 250 | 1000 | 1000 | 680 |  | 300 |  | 150 |  | 150 |  | 80 | [5 empty] | 1680 |  | 2.3045 | 2.339
Single System Heat Pump |  | 8 | 8 | 7253.8262 | 7253.8262 | 2.4079 | 2.4079 | 370 |  | 250 | 2000 | 2000 | 1360 |  | 600 |  | 300 |  | 300 |  | 160 | [5 empty] | 3360 |  | 1.1226 | 1.1394
Geothermal Heat Pump |  | 4 | 4 | 88851.1559 | 88851.1559 | 8.3851 | 8.3851 | 4100 |  | 700 | 2800 | 2800 | 1904 |  | 840 |  | 420 |  | 420 |  | 224 | [5 empty] | 4704 |  | 2.2846 | 2.3189
Heat Pump Water Heater |  | 8 | 8 | 13869.6723 | 13869.6723 | 0.65707 | 0.65707 | 700 |  | 200 | 1600 | 1600 | 1088 |  | 480 |  | 240 |  | 240 |  | 128 | [5 empty] | 2688 |  | 1.0266 | 1.042
Motors |  | 10 | 12 | 3014.6756 | 3617.6108 | 0.68515 | 0.82218 |  |  |  | 500 | 600 | 340 | 345 | 150 | 180 | 75 | 90 | 75 | 30 | 40 | 45 | 30% | 15% | 15% | 5% | 840 | 945 | 0.89438 | 0.94095
ODC Motor |  | 5 | 6 | 1768.6097 | 2122.3317 | 0.40196 | 0.48235 | 115 |  | 50 | 250 | 300 | [16 empty] | 1.3597 | 1.3801
TEFC Motor |  | 5 | 6 | 1246.0659 | 1495.2791 | 0.2832 | 0.33984 | 115 |  | 50 | 250 | 300 | [16 empty] | 0.95794 | 0.97231

## 2015
Year | 2015
[5 empty] | Total Annual Savings | [5 empty] | Total Costs |  | B/C Ratio -- Cost Tests |  |  |  |  | Net Present Value
Sector | Program | Participation | Measure Life | Remaining Life | kWh | Ret. kWh | kW | Ret. kW | Incremental Cost per Unit | Future Avoided Cost | Incentives | Admin | TRC | Utility | Societal | Participant | RIM | Avoided Energy & Demand | Avoided Environmental Costs | Lost Revenue | Program Delivery Costs | Participant Incentives | Incremental Cost | Avoided Energy & Demand Savings | [18 empty] | Avoided Environmental Costs | [18 empty] | Participant Bill Savings | [18 empty] | Incremental Cost
[24 empty] | 2015 | 2016 | 2017 | 2018 | 2019 | 2020 | 2021 | 2022 | 2023 | 2024 | 2025 | 2026 | 2027 | 2028 | 2029 | 2030 | 2031 | 2032 | 2033 | 2015 | 2016 | 2017 | 2018 | 2019 | 2020 | 2021 | 2022 | 2023 | 2024 | 2025 | 2026 | 2027 | 2028 | 2029 | 2030 | 2031 | 2032 | 2033 | 2015 | 2016 | 2017 | 2018 | 2019 | 2020 | 2021 | 2022 | 2023 | 2024 | 2025 | 2026 | 2027 | 2028 | 2029 | 2030 | 2031 | 2032 | 2033 | 2015 | 2016 | 2017 | 2018 | 2019 | 2020 | 2021 | 2022 | 2023 | 2024
| Total Portfolio | [11 empty] | 2.0665 | 3.1149 | 2.5626 | 9.3993 | 0.3152 | 2425653.6317 | 582244.2809 | 6916880.2154 | 397309.56 | 381422 | 776471.3047 | 266199.1034 | 270192.09 | 274216.3114 | 278329.5561 | 282504.4994 | 263440.6882 | 267392.2985 | 271403.183 | 264399.7869 | 266601.4342 | 258036.96 | 261907.5144 | 265836.1271 | 266023.8004 | 270014.1574 | 105233.5697 | 18225.0312 | 18498.4067 | 4910.2291 | 69476.5293 | 69476.5293 | 69469.0041 | 69469.0041 | 69469.0041 | 63590.8044 | 63590.8044 | 63590.8044 | 60991.2985 | 60572.6099 | 57637.0074 | 57637.0074 | 57637.0074 | 56821.7683 | 56821.7683 | 21802.6588 | 3627.0703 | 3627.0703 | 1001.4083 | 765048.1748 | 776523.8974 | 788079.102 | 799900.2886 | 811898.7929 | 748396.3394 | 759622.2845 | 771016.6187 | 747584.8462 | 753077.2816 | 723657.0185 | 734511.8738 | 745529.5519 | 744888.7385 | 756062.0695 | 325770.7132 | 55007.8405 | 55832.9581 | 15646.3094 | 788554.9604 | 0 | 0 | 0 | 0 | 0 | 0 | -21863.4189 | 0 | 0
| Residential Programs | [10 empty] | 190937.665 | 1.0503 | 1.3794 | 1.3105 | 8.3244 | 0.25855 | 344619.218 | 85372.3452 | 1083032.6869 | 190937.665 | 58900 | 137179.6047 | 51477.2137 | 52249.3719 | 53004.4525 | 53799.5193 | 54606.5121 | 32124.231 | 32606.0945 | 33095.1859 | 27299.3546 | 25944.4953 | 13770.167 | 13976.7195 | 14186.3703 | 14399.1659 | 14615.1534 | 10155.3622 | 10307.6927 | 10462.3081 | 4910.2291 | 13683.0774 | 13683.0774 | 13675.5522 | 13675.5522 | 13675.5522 | 7797.3526 | 7797.3526 | 7797.3526 | 6312.2763 | 5893.5876 | 2957.9851 | 2957.9851 | 2957.9851 | 2957.9851 | 2957.9851 | 2002.6534 | 2002.6534 | 2002.6534 | 1001.4083 | 163529.3582 | 165982.2986 | 168379.3792 | 170905.0699 | 173468.6459 | 100389.7402 | 101895.5863 | 103424.0201 | 84981.87 | 80535.2608 | 41026.8674 | 41642.2704 | 42266.9044 | 42900.908 | 43544.4216 | 29923.2233 | 30372.0717 | 30827.6527 | 15646.3094 | 149263.2604 | 0 | 0 | 0 | 0 | 0 | 0 | -21863.4189 | 0 | 0
Residential | Residential Lighting | [9 empty] | 20100 | 11535.45 | 1.0164 | 1.5819 | 1.2756 | 4.8189 | 0.25901 | 50042.6645 | 12762.4701 | 161571.0033 | 11535.45 | 20100 | 37700 | 6715.7431 | 6816.4792 | 6918.7264 | 7022.5073 | 7127.8449 | 7234.7626 | 7343.284 | 7453.4333 | 7565.2348 | 7678.7133 | 0 | 0 | 0 | 0 | 0 | 0 | 0 | 0 | 0 | 1814.2834 | 1814.2834 | 1814.2834 | 1814.2834 | 1814.2834 | 1814.2834 | 1814.2834 | 1814.2834 | 1814.2834 | 1814.2834 | 0 | 0 | 0 | 0 | 0 | 0 | 0 | 0 | 0 | 21682.8851 | 22008.1284 | 22338.2503 | 22673.3241 | 23013.4239 | 23358.6253 | 23709.0047 | 24064.6397 | 24425.6093 | 24791.9935 | 0 | 0 | 0 | 0 | 0 | 0 | 0 | 0 | 0 | 37700 | 0 | 0 | 0 | 0 | 0 | 0 | 0 | 0 | 0
Residential | LED | 3000 | 10 | 0 | 120354.6393 | 0 | 14.1511 | 0 | 10 | 0 | 15000 |  | 1.2614 | 2.5229 | 1.5832 | 4.5729 | 0.27585 | 37842.9908 | 9651.5553 | 122187.2773 | 0 | 15000 | 30000 | 5078.5426 | 5154.7207 | 5232.0415 | 5310.5222 | 5390.18 | 5471.0327 | 5553.0982 | 5636.3947 | 5720.9406 | 5806.7547 | 0 | 0 | 0 | 0 | 0 | 0 | 0 | 0 | 0 | 1372.0429 | 1372.0429 | 1372.0429 | 1372.0429 | 1372.0429 | 1372.0429 | 1372.0429 | 1372.0429 | 1372.0429 | 1372.0429 | 0 | 0 | 0 | 0 | 0 | 0 | 0 | 0 | 0 | 16397.5753 | 16643.539 | 16893.192 | 17146.5899 | 17403.7888 | 17664.8456 | 17929.8183 | 18198.7656 | 18471.747 | 18748.8232 | 0 | 0 | 0 | 0 | 0 | 0 | 0 | 0 | 0 | 30000 | 0 | 0 | 0 | 0 | 0 | 0 | 0 | 0 | 0
Residential | ENERGY STAR Fixture | 500 | 9.4 | 0 | 38006.7282 | 0 | 4.4688 | 0 | 15 | 0 | 5000 |  | 1.5934 | 2.3901 | 1.9998 | 5.8114 | 0.27418 | 11950.4182 | 3047.8596 | 38585.456 | 0 | 5000 | 7500 | 1603.7503 | 1627.8065 | 1652.2236 | 1677.007 | 1702.1621 | 1727.6945 | 1753.61 | 1779.9141 | 1806.6128 | 1833.712 | 0 | 0 | 0 | 0 | 0 | 0 | 0 | 0 | 0 | 433.2767 | 433.2767 | 433.2767 | 433.2767 | 433.2767 | 433.2767 | 433.2767 | 433.2767 | 433.2767 | 433.2767 | 0 | 0 | 0 | 0 | 0 | 0 | 0 | 0 | 0 | 5178.1817 | 5255.8544 | 5334.6922 | 5414.7126 | 5495.9333 | 5578.3723 | 5662.0479 | 5746.9786 | 5833.1833 | 5920.681 | 0 | 0 | 0 | 0 | 0 | 0 | 0 | 0 | 0 | 7500 | 0 | 0 | 0 | 0 | 0 | 0 | 0 | 0 | 0
Residential | Advanced Power Strip | 10 | 10 | 0 | 786.297 | 0 | 0.1103 | 0 | 20 | 0 | 100 |  | 1.2463 | 2.4926 | 1.5616 | 4.4913 | 0.27748 | 249.2555 | 63.0552 | 798.2699 | 0 | 100 | 200 | 33.4502 | 33.9519 | 34.4612 | 34.9781 | 35.5028 | 36.0353 | 36.5759 | 37.1245 | 37.6814 | 38.2466 | 0 | 0 | 0 | 0 | 0 | 0 | 0 | 0 | 0 | 8.9638 | 8.9638 | 8.9638 | 8.9638 | 8.9638 | 8.9638 | 8.9638 | 8.9638 | 8.9638 | 8.9638 | 0 | 0 | 0 | 0 | 0 | 0 | 0 | 0 | 0 | 107.1281 | 108.735 | 110.3661 | 112.0215 | 113.7019 | 115.4074 | 117.1385 | 118.8956 | 120.679 | 122.4892 | 0 | 0 | 0 | 0 | 0 | 0 | 0 | 0 | 0 | 200 | 0 | 0 | 0 | 0 | 0 | 0 | 0 | 0 | 0
Residential | Appliance Recycling | [9 empty] | 3250 | 7499.375 | 1.6371 | 2.0628 | 2.06 | 12.3957 | 0.26899 | 22173.4972 | 5727.6085 | 71682.065 | 7499.375 | 3250 | 6045 | 3494.0578 | 3546.4687 | 3599.6657 | 3653.6607 | 3708.4656 | 3764.0926 | 3820.554 | 3877.8623 | 0 | 0 | 0 | 0 | 0 | 0 | 0 | 0 | 0 | 0 | 0 | 945.1363 | 945.1363 | 945.1363 | 945.1363 | 945.1363 | 945.1363 | 945.1363 | 945.1363 | 0 | 0 | 0 | 0 | 0 | 0 | 0 | 0 | 0 | 0 | 0 | 11295.5245 | 11464.9574 | 11636.9317 | 11811.4857 | 11988.658 | 12168.4879 | 12351.0152 | 12536.2804 | 0 | 0 | 0 | 0 | 0 | 0 | 0 | 0 | 0 | 0 | 0 | 6045 | 0 | 0 | 0 | 0 | 0 | 0 | 0 | 0 | 0
Residential | Refrigerator Recycle | 40 | 8 | 0 | 53983.32 | 0 | 6.1625 | 0 | 93 | 0 | 2000 |  | 3.8812 | 7.219 | 4.8837 | 13.0846 | 0.29662 | 14437.9051 | 3729.4373 | 46674.5882 | 0 | 2000 | 3720 | 2275.0978 | 2309.2243 | 2343.8627 | 2379.0206 | 2414.7059 | 2450.9265 | 2487.6904 | 2525.0058 | 0 | 0 | 0 | 0 | 0 | 0 | 0 | 0 | 0 | 0 | 0 | 615.4098 | 615.4098 | 615.4098 | 615.4098 | 615.4098 | 615.4098 | 615.4098 | 615.4098 | 0 | 0 | 0 | 0 | 0 | 0 | 0 | 0 | 0 | 0 | 0 | 7354.8935 | 7465.2169 | 7577.1952 | 7690.8531 | 7806.2159 | 7923.3091 | 8042.1588 | 8162.7911 | 0 | 0 | 0 | 0 | 0 | 0 | 0 | 0 | 0 | 0 | 0 | 3720 | 0 | 0 | 0 | 0 | 0 | 0 | 0 | 0 | 0
Residential | Recycle and Replace - ENERGY STAR Refrigerator | 0 | 12 | 4 | 0 | 0 | 0 | 0 | 451 | 390 | 0 |  | n/a | n/a | n/a | n/a | n/a | 0 | 0 | 0 | 0 | 0 | 0 | 0 | 0 | 0 | 0 | 0 | 0 | 0 | 0 | 0 | 0 | 0 | 0 | 0 | 0 | 0 | 0 | 0 | 0 | 0 | 0 | 0 | 0 | 0 | 0 | 0 | 0 | 0 | 0 | 0 | 0 | 0 | 0 | 0 | 0 | 0 | 0 | 0 | 0 | 0 | 0 | 0 | 0 | 0 | 0 | 0 | 0 | 0 | 0 | 0 | 0 | 0 | 0 | 0 | 0 | 0 | 0 | 0 | 0 | 0 | 0 | 0 | 0 | 0 | 0 | 0 | 0 | 0
Residential | Freezer Recycle | 25 | 8 | 0 | 28923.375 | 0 | 3.3018 | 0 | 93 | 0 | 1250 |  | 3.3271 | 6.1885 | 4.1866 | 11.2935 | 0.29461 | 7735.5921 | 1998.1712 | 25007.4767 | 0 | 1250 | 2325 | 1218.96 | 1237.2444 | 1255.8031 | 1274.6401 | 1293.7597 | 1313.1661 | 1332.8636 | 1352.8566 | 0 | 0 | 0 | 0 | 0 | 0 | 0 | 0 | 0 | 0 | 0 | 329.7265 | 329.7265 | 329.7265 | 329.7265 | 329.7265 | 329.7265 | 329.7265 | 329.7265 | 0 | 0 | 0 | 0 | 0 | 0 | 0 | 0 | 0 | 0 | 0 | 3940.631 | 3999.7404 | 4059.7366 | 4120.6326 | 4182.4421 | 4245.1787 | 4308.8564 | 4373.4892 | 0 | 0 | 0 | 0 | 0 | 0 | 0 | 0 | 0 | 0 | 0 | 2325 | 0 | 0 | 0 | 0 | 0 | 0 | 0 | 0 | 0
Residential | High Efficiency HVAC | [9 empty] | 35550 | 11855.925 | 1.0506 | 2.3334 | 1.2913 | 3.9296 | 0.29185 | 110615.9982 | 25347.3657 | 331610.0114 | 11855.925 | 35550 | 93434.6047 | 11263.9826 | 11432.9423 | 11604.4365 | 11778.503 | 11955.1806 | 12134.5083 | 12316.5259 | 12501.2738 | 10332.564 | 10487.5524 | 10644.8657 | 10804.5387 | 10966.6068 | 11131.1059 | 11298.0725 | 10155.3622 | 10307.6927 | 10462.3081 | 4910.2291 | 2832.4751 | 2832.4751 | 2832.4751 | 2832.4751 | 2832.4751 | 2832.4751 | 2832.4751 | 2832.4751 | 2292.5351 | 2292.5351 | 2292.5351 | 2292.5351 | 2292.5351 | 2292.5351 | 2292.5351 | 2002.6534 | 2002.6534 | 2002.6534 | 1001.4083 | 33851.5105 | 34359.2831 | 34874.6724 | 35397.7925 | 35928.7593 | 36467.6907 | 37014.7061 | 37569.9267 | 30864.2898 | 31327.2542 | 31797.163 | 32274.1204 | 32758.2322 | 33249.6057 | 33748.3498 | 29923.2233 | 30372.0717 | 30827.6527 | 15646.3094 | 105518.2604 | 0 | 0 | 0 | 0 | 0 | 0 | -21863.4189 | 0 | 0
Residential | Heat Pump SEER 15 | 50 | 18 | 0 | 25065.4375 | 0 | 25.8038 | 0 | 293.8082 | 0 | 11250 |  | 1.0147 | 1.325 | 1.202 | 3.2319 | 0.31395 | 14905.7291 | 2752.3535 | 36228.4123 | 0 | 11250 | 14690.4124 | 1405.0637 | 1426.1396 | 1447.5317 | 1469.2447 | 1491.2834 | 1513.6526 | 1536.3574 | 1559.4028 | 1582.7938 | 1606.5357 | 1630.6338 | 1655.0933 | 1679.9197 | 1705.1185 | 1730.6953 | 1756.6557 | 1783.0055 | 1809.7506 | 0 | 285.746 | 285.746 | 285.746 | 285.746 | 285.746 | 285.746 | 285.746 | 285.746 | 285.746 | 285.746 | 285.746 | 285.746 | 285.746 | 285.746 | 285.746 | 285.746 | 285.746 | 285.746 | 0 | 3415.0109 | 3466.236 | 3518.2296 | 3571.003 | 3624.568 | 3678.9366 | 3734.1206 | 3790.1324 | 3846.9844 | 3904.6892 | 3963.2595 | 4022.7084 | 4083.049 | 4144.2948 | 4206.4592 | 4269.5561 | 4333.5994 | 4398.6034 | 0 | 14690.4124 | 0 | 0 | 0 | 0 | 0 | 0 | 0 | 0 | 0
Residential | Early Retirement Heat Pump SEER 15 | 5 | 18 | 8 | 2506.5438 | 17216.7448 | 2.5804 | 9.8558 | 2480.1501 | 2186.3419 | 3000 |  | 0.93799 | 1.9882 | 1.1411 | 3.0416 | 0.30838 | 5964.5968 | 1291.4895 | 16341.4472 | 0 | 3000 | 6358.9228 | 845.5146 | 858.1973 | 871.0703 | 884.1363 | 897.3984 | 910.8594 | 924.5222 | 938.3901 | 158.2794 | 160.6536 | 163.0634 | 165.5093 | 167.992 | 170.5118 | 173.0695 | 175.6656 | 178.3006 | 180.9751 | 0 | 196.2709 | 196.2709 | 196.2709 | 196.2709 | 196.2709 | 196.2709 | 196.2709 | 196.2709 | 28.5746 | 28.5746 | 28.5746 | 28.5746 | 28.5746 | 28.5746 | 28.5746 | 28.5746 | 28.5746 | 28.5746 | 0 | 2345.675 | 2380.8601 | 2416.573 | 2452.8216 | 2489.614 | 2526.9582 | 2564.8625 | 2603.3355 | 384.6984 | 390.4689 | 396.326 | 402.2708 | 408.3049 | 414.4295 | 420.6459 | 426.9556 | 433.3599 | 439.8603 | 0 | 12400.7507 | 0 | 0 | 0 | 0 | 0 | 0 | -10931.7095 | 0 | 0
Residential | Heat Pump SEER 15 Replace Electric Furnace | 3 | 18 | 0 | 49019.8144 | 0 | 17.5234 | 0 | 4554 | 0 | 4500 |  | 1.745 | 5.2977 | 2.1389 | 5.5154 | 0.31638 | 23839.5602 | 5382.7051 | 70850.9495 | 0 | 4500 | 13662 | 2247.1964 | 2280.9043 | 2315.1179 | 2349.8447 | 2385.0923 | 2420.8687 | 2457.1817 | 2494.0395 | 2531.4501 | 2569.4218 | 2607.9631 | 2647.0826 | 2686.7888 | 2727.0906 | 2767.997 | 2809.517 | 2851.6597 | 2894.4346 | 0 | 558.8259 | 558.8259 | 558.8259 | 558.8259 | 558.8259 | 558.8259 | 558.8259 | 558.8259 | 558.8259 | 558.8259 | 558.8259 | 558.8259 | 558.8259 | 558.8259 | 558.8259 | 558.8259 | 558.8259 | 558.8259 | 0 | 6678.6466 | 6778.8263 | 6880.5087 | 6983.7163 | 7088.472 | 7194.7991 | 7302.7211 | 7412.2619 | 7523.4458 | 7636.2975 | 7750.842 | 7867.1046 | 7985.1112 | 8104.8879 | 8226.4612 | 8349.8581 | 8475.106 | 8602.2326 | 0 | 13662 | 0 | 0 | 0 | 0 | 0 | 0 | 0 | 0 | 0
Residential | CAC SEER 15 | 0 | 18 | 0 | 0 | 0 | 0 | 0 | 238 | 0 | 0 |  | n/a | n/a | n/a | n/a | n/a | 0 | 0 | 0 | 0 | 0 | 0 | 0 | 0 | 0 | 0 | 0 | 0 | 0 | 0 | 0 | 0 | 0 | 0 | 0 | 0 | 0 | 0 | 0 | 0 | 0 | 0 | 0 | 0 | 0 | 0 | 0 | 0 | 0 | 0 | 0 | 0 | 0 | 0 | 0 | 0 | 0 | 0 | 0 | 0 | 0 | 0 | 0 | 0 | 0 | 0 | 0 | 0 | 0 | 0 | 0 | 0 | 0 | 0 | 0 | 0 | 0 | 0 | 0 | 0 | 0 | 0 | 0 | 0 | 0 | 0 | 0 | 0 | 0
Residential | Ductless Mini-Split AC SEER ≥19 | 5 | 18 | 0 | 1870.4301 | 0 | 3.5107 | 0 | 300 | 0 | 750 |  | 0.91192 | 1.8238 | 1.0488 | 2.3023 | 0.39609 | 1367.8771 | 205.3858 | 2703.4322 | 0 | 750 | 1500 | 128.9407 | 130.8748 | 132.8379 | 134.8305 | 136.8529 | 138.9057 | 140.9893 | 143.1041 | 145.2507 | 147.4295 | 149.6409 | 151.8855 | 154.1638 | 156.4762 | 158.8234 | 161.2057 | 163.6238 | 166.0782 | 0 | 21.3229 | 21.3229 | 21.3229 | 21.3229 | 21.3229 | 21.3229 | 21.3229 | 21.3229 | 21.3229 | 21.3229 | 21.3229 | 21.3229 | 21.3229 | 21.3229 | 21.3229 | 21.3229 | 21.3229 | 21.3229 | 0 | 254.8345 | 258.657 | 262.5369 | 266.475 | 270.4721 | 274.5292 | 278.6471 | 282.8268 | 287.0692 | 291.3752 | 295.7459 | 300.1821 | 304.6848 | 309.2551 | 313.8939 | 318.6023 | 323.3813 | 328.2321 | 0 | 1500 | 0 | 0 | 0 | 0 | 0 | 0 | 0 | 0 | 0
Residential | Ductless Mini-Split HP SEER ≥19 | 5 | 18 | 0 | 9366.288 | 0 | 4.3883 | 0 | 716 | 0 | 750 |  | 1.3192 | 6.297 | 1.6065 | 3.9909 | 0.33055 | 4722.7651 | 1028.4814 | 13537.5951 | 0 | 750 | 3580 | 445.1836 | 451.8613 | 458.6392 | 465.5188 | 472.5016 | 479.5891 | 486.783 | 494.0847 | 501.496 | 509.0184 | 516.6537 | 524.4035 | 532.2696 | 540.2536 | 548.3574 | 556.5828 | 564.9315 | 573.4055 | 0 | 106.7757 | 106.7757 | 106.7757 | 106.7757 | 106.7757 | 106.7757 | 106.7757 | 106.7757 | 106.7757 | 106.7757 | 106.7757 | 106.7757 | 106.7757 | 106.7757 | 106.7757 | 106.7757 | 106.7757 | 106.7757 | 0 | 1276.0988 | 1295.2403 | 1314.6689 | 1334.3889 | 1354.4048 | 1374.7208 | 1395.3417 | 1416.2718 | 1437.5159 | 1459.0786 | 1480.9648 | 1503.1792 | 1525.7269 | 1548.6128 | 1571.842 | 1595.4197 | 1619.351 | 1643.6412 | 0 | 3580 | 0 | 0 | 0 | 0 | 0 | 0 | 0 | 0 | 0
Residential | Heat Pump Water Heater | 12 | 15 | 0 | 21782.3203 | 0 | 1.0319 | 0 | 700 | 0 | 2400 |  | 1.0266 | 3.593 | 1.2884 | 3.6863 | 0.27848 | 8623.2841 | 2199.2915 | 28565.1315 | 0 | 2400 | 8400 | 895.8956 | 909.334 | 922.974 | 936.8187 | 950.8709 | 965.134 | 979.611 | 994.3052 | 1009.2198 | 1024.358 | 1039.7234 | 1055.3193 | 1071.1491 | 1087.2163 | 1103.5245 | 0 | 0 | 0 | 0 | 248.3185 | 248.3185 | 248.3185 | 248.3185 | 248.3185 | 248.3185 | 248.3185 | 248.3185 | 248.3185 | 248.3185 | 248.3185 | 248.3185 | 248.3185 | 248.3185 | 248.3185 | 0 | 0 | 0 | 0 | 2967.7064 | 3012.222 | 3057.4054 | 3103.2664 | 3149.8154 | 3197.0627 | 3245.0186 | 3293.6939 | 3343.0993 | 3393.2458 | 3444.1445 | 3495.8066 | 3548.2437 | 3601.4674 | 3655.4894 | 0 | 0 | 0 | 0 | 8400 | 0 | 0 | 0 | 0 | 0 | 0 | 0 | 0 | 0
Residential | Electric Storage Water Heater EF 0.95 | 10 | 15 | 0 | 1317.2219 | 0 | 0.15037 | 0 | 51.06 | 0 | 500 |  | 1.0465 | 1.0687 | 1.307 | 4.3623 | 0.23989 | 534.3363 | 132.9957 | 1727.3925 | 0 | 500 | 510.6 | 55.5136 | 56.3463 | 57.1915 | 58.0494 | 58.9201 | 59.8039 | 60.701 | 61.6115 | 62.5357 | 63.4737 | 64.4258 | 65.3922 | 66.3731 | 67.3687 | 68.3792 | 0 | 0 | 0 | 0 | 15.0163 | 15.0163 | 15.0163 | 15.0163 | 15.0163 | 15.0163 | 15.0163 | 15.0163 | 15.0163 | 15.0163 | 15.0163 | 15.0163 | 15.0163 | 15.0163 | 15.0163 | 0 | 0 | 0 | 0 | 179.4633 | 182.1553 | 184.8876 | 187.6609 | 190.4758 | 193.333 | 196.233 | 199.1765 | 202.1641 | 205.1966 | 208.2745 | 211.3986 | 214.5696 | 217.7882 | 221.055 | 0 | 0 | 0 | 0 | 510.6 | 0 | 0 | 0 | 0 | 0 | 0 | 0 | 0 | 0
Residential | Electric Storage Water Heater EF >0.95 | 10 | 15 | 0 | 2328.6815 | 0 | 0.26583 | 0 | 51.06 | 0 | 700 |  | 1.8501 | 1.3495 | 2.3105 | 7.3518 | 0.25165 | 944.639 | 235.1195 | 3053.8111 | 0 | 700 | 510.6 | 98.141 | 99.6131 | 101.1073 | 102.6239 | 104.1633 | 105.7258 | 107.3116 | 108.9213 | 110.5551 | 112.2135 | 113.8967 | 115.6051 | 117.3392 | 119.0993 | 120.8858 | 0 | 0 | 0 | 0 | 26.547 | 26.547 | 26.547 | 26.547 | 26.547 | 26.547 | 26.547 | 26.547 | 26.547 | 26.547 | 26.547 | 26.547 | 26.547 | 26.547 | 26.547 | 0 | 0 | 0 | 0 | 317.2685 | 322.0275 | 326.8579 | 331.7608 | 336.7372 | 341.7882 | 346.915 | 352.1188 | 357.4006 | 362.7616 | 368.203 | 373.726 | 379.3319 | 385.0219 | 390.7972 | 0 | 0 | 0 | 0 | 510.6 | 0 | 0 | 0 | 0 | 0 | 0 | 0 | 0 | 0
Residential | Geothermal EER ≥21 | 12 | 25 | 0 | 62006.7086 | 0 | 9.5772 | 0 | 2313.6581 | 0 | 7200 |  | 1.0402 | 4.0111 | 1.291 | 3.5739 | 0.29105 | 28880.115 | 6962.622 | 92025.6893 | 0 | 7200 | 27763.8973 | 2651.2172 | 2690.9855 | 2731.3503 | 2772.3205 | 2813.9054 | 2856.1139 | 2898.9556 | 2942.44 | 2986.5766 | 3031.3752 | 3076.8459 | 3122.9985 | 3169.8435 | 3217.3912 | 3265.652 | 3314.6368 | 3364.3564 | 3414.8217 | 3466.044 | 706.8765 | 706.8765 | 706.8765 | 706.8765 | 706.8765 | 706.8765 | 706.8765 | 706.8765 | 706.8765 | 706.8765 | 706.8765 | 706.8765 | 706.8765 | 706.8765 | 706.8765 | 706.8765 | 706.8765 | 706.8765 | 706.8765 | 8448.0306 | 8574.7511 | 8703.3723 | 8833.9229 | 8966.4317 | 9100.9282 | 9237.4421 | 9376.0038 | 9516.6438 | 9659.3935 | 9804.2844 | 9951.3487 | 10100.6189 | 10252.1282 | 10405.9101 | 10561.9987 | 10720.4287 | 10881.2352 | 11044.4537 | 27763.8973 | 0 | 0 | 0 | 0 | 0 | 0 | 0 | 0 | 0
Residential | Early Retirement Geothermal EER ≥21 | 5 | 25 | 8 | 25836.1286 | 58489.0831 | 3.9905 | 8.4089 | 4500 | 2186.3419 | 4500 |  | 1.2658 | 4.6296 | 1.5792 | 4.3186 | 0.29311 | 20833.0956 | 5156.9216 | 66576.1505 | 0 | 4500 | 16458.1721 | 2491.3162 | 2528.686 | 2566.6163 | 2605.1155 | 2644.1922 | 2683.8551 | 2724.113 | 2764.9746 | 1244.4069 | 1263.073 | 1282.0191 | 1301.2494 | 1320.7681 | 1340.5797 | 1360.6883 | 1381.0987 | 1401.8152 | 1422.8424 | 1444.185 | 666.7755 | 666.7755 | 666.7755 | 666.7755 | 666.7755 | 666.7755 | 666.7755 | 666.7755 | 294.5319 | 294.5319 | 294.5319 | 294.5319 | 294.5319 | 294.5319 | 294.5319 | 294.5319 | 294.5319 | 294.5319 | 294.5319 | 7968.7759 | 8088.3075 | 8209.6321 | 8332.7766 | 8457.7682 | 8584.6348 | 8713.4043 | 8844.1054 | 3965.2683 | 4024.7473 | 4085.1185 | 4146.3953 | 4208.5912 | 4271.7201 | 4335.7959 | 4400.8328 | 4466.8453 | 4533.848 | 4601.8557 | 22500 | 0 | 0 | 0 | 0 | 0 | 0 | -10931.7095 | 0 | 0
Residential | Whole House Efficiency | [9 empty] | 0 | 32287.5 | 1.0203 | 1.0203 | 1.2638 | n/a | 0.24817 | 32944.1841 | 7861.5169 | 100461.5288 | 32287.5 | 0 | 0 | 4184.2524 | 4247.0162 | 4310.7215 | 4375.3823 | 4441.013 | 3827.7417 | 3885.1578 | 3943.4352 | 4002.5867 | 3522.4179 | 2115.3142 | 2147.0439 | 2179.2496 | 2211.9383 | 2245.1174 | 0 | 0 | 0 | 0 | 1080.6697 | 1080.6697 | 1080.6697 | 1080.6697 | 1080.6697 | 909.9878 | 909.9878 | 909.9878 | 909.9878 | 781.1605 | 436.1392 | 436.1392 | 436.1392 | 436.1392 | 436.1392 | 0 | 0 | 0 | 0 | 12915.3129 | 13109.0425 | 13305.6782 | 13505.2634 | 13707.8423 | 11715.9557 | 11891.695 | 12070.0704 | 12251.1215 | 10674.4768 | 6049.1943 | 6139.9322 | 6232.0312 | 6325.5117 | 6420.3943 | 0 | 0 | 0 | 0 | 0 | 0 | 0 | 0 | 0 | 0 | 0 | 0 | 0 | 0
Residential | Measures | [11 empty] | n/a | n/a | n/a | [8 empty] | 2453.8086 | 2490.6158 | 2527.975 | 2565.8946 | 2604.383 | 1963.5623 | 1993.0157 | 2022.9109 | 2053.2546 | 2084.0534 | 2115.3142 | 2147.0439 | 2179.2496 | 2211.9383 | 2245.1174 | 0 | 0 | 0 | 0 | 606.8212 | 606.8212 | 606.8212 | 606.8212 | 606.8212 | 436.1392 | 436.1392 | 436.1392 | 436.1392 | 436.1392 | 436.1392 | 436.1392 | 436.1392 | 436.1392 | 436.1392 | 0 | 0 | 0 | 0 | 7252.2485 | 7361.0323 | 7471.4478 | 7583.5195 | 7697.2723 | 5615.2271 | 5699.4555 | 5784.9473 | 5871.7215 | 5959.7973 | 6049.1943 | 6139.9322 | 6232.0312 | 6325.5117 | 6420.3943 | 0 | 0 | 0 | 0 | 0 | 0 | 0 | 0 | 0 | 0 | 0 | 0 | 0 | 0
Residential | Air Sealing (Electric Heat) | 15 | 15 | 0 | 21112.2898 | 0 | 8.9839 | 0 | 0 | 0 | 0 |  | n/a | n/a | n/a | n/a | 0.34407 | 9525.9823 | 2131.6406 | 27686.4598 | 0 | 0 | 0 | 989.6793 | 1004.5245 | 1019.5923 | 1034.8862 | 1050.4095 | 1066.1657 | 1082.1582 | 1098.3905 | 1114.8664 | 1131.5894 | 1148.5632 | 1165.7917 | 1183.2785 | 1201.0277 | 1219.0431 | 0 | 0 | 0 | 0 | 240.6801 | 240.6801 | 240.6801 | 240.6801 | 240.6801 | 240.6801 | 240.6801 | 240.6801 | 240.6801 | 240.6801 | 240.6801 | 240.6801 | 240.6801 | 240.6801 | 240.6801 | 0 | 0 | 0 | 0 | 2876.4189 | 2919.5652 | 2963.3587 | 3007.8091 | 3052.9262 | 3098.7201 | 3145.2009 | 3192.3789 | 3240.2646 | 3288.8686 | 3338.2016 | 3388.2746 | 3439.0987 | 3490.6852 | 3543.0455 | 0 | 0 | 0 | 0 | 0 | 0 | 0 | 0 | 0 | 0 | 0 | 0 | 0 | 0
Residential | Air Sealing (Gas Heat) | 85 | 15 | 0 | 5084.9819 | 0 | 7.8461 | 0 | 0 | 0 | 0 |  | n/a | n/a | n/a | n/a | 0.46873 | 3125.6505 | 513.4144 | 6668.3978 | 0 | 0 | 0 | 324.732 | 329.603 | 334.5471 | 339.5653 | 344.6587 | 349.8286 | 355.076 | 360.4022 | 365.8082 | 371.2953 | 376.8648 | 382.5177 | 388.2555 | 394.0793 | 399.9905 | 0 | 0 | 0 | 0 | 57.9688 | 57.9688 | 57.9688 | 57.9688 | 57.9688 | 57.9688 | 57.9688 | 57.9688 | 57.9688 | 57.9688 | 57.9688 | 57.9688 | 57.9688 | 57.9688 | 57.9688 | 0 | 0 | 0 | 0 | 692.7973 | 703.1893 | 713.7371 | 724.4432 | 735.3098 | 746.3395 | 757.5346 | 768.8976 | 780.4311 | 792.1375 | 804.0196 | 816.0799 | 828.3211 | 840.7459 | 853.3571 | 0 | 0 | 0 | 0 | 0 | 0 | 0 | 0 | 0 | 0 | 0 | 0 | 0 | 0
Residential | Hot Water Pipe Insulation | 85 | 15 | 0 | 12060.5565 | 0 | 1.3768 | 0 | 0 | 0 | 0 |  | n/a | n/a | n/a | n/a | 0.30933 | 4892.4131 | 1217.716 | 15816.1012 | 0 | 0 | 0 | 508.2856 | 515.9099 | 523.6486 | 531.5033 | 539.4758 | 547.568 | 555.7815 | 564.1182 | 572.58 | 581.1687 | 589.8862 | 598.7345 | 607.7155 | 616.8313 | 626.0837 | 0 | 0 | 0 | 0 | 137.4903 | 137.4903 | 137.4903 | 137.4903 | 137.4903 | 137.4903 | 137.4903 | 137.4903 | 137.4903 | 137.4903 | 137.4903 | 137.4903 | 137.4903 | 137.4903 | 137.4903 | 0 | 0 | 0 | 0 | 1643.1762 | 1667.8239 | 1692.8412 | 1718.2339 | 1744.0074 | 1770.1675 | 1796.72 | 1823.6708 | 1851.0259 | 1878.7912 | 1906.9731 | 1935.5777 | 1964.6114 | 1994.0805 | 2023.9918 | 0 | 0 | 0 | 0 | 0 | 0 | 0 | 0 | 0 | 0 | 0 | 0 | 0 | 0
Residential | Water Heater Tank Wrap | 100 | 5 | 0 | 14972.1 | 0 | 1.7171 | 0 | 0 | 0 | 0 |  | n/a | n/a | n/a | n/a | 0.30939 | 2757.6943 | 725.5912 | 8913.3186 | 0 | 0 | 0 | 631.1117 | 640.5784 | 650.187 | 659.9398 | 669.8389 | 0 | 0 | 0 | 0 | 0 | 0 | 0 | 0 | 0 | 0 | 0 | 0 | 0 | 0 | 170.6819 | 170.6819 | 170.6819 | 170.6819 | 170.6819 | 0 | 0 | 0 | 0 | 0 | 0 | 0 | 0 | 0 | 0 | 0 | 0 | 0 | 0 | 2039.856 | 2070.4539 | 2101.5107 | 2133.0333 | 2165.0288 | 0 | 0 | 0 | 0 | 0 | 0 | 0 | 0 | 0 | 0 | 0 | 0 | 0 | 0 | 0 | 0 | 0 | 0 | 0 | 0 | 0 | 0 | 0 | 0
Residential | Residential Kit | [11 empty] | n/a | n/a | n/a | n/a | 0.30554 | 12642.4438 | 3273.1547 | 41377.2515 | 0 | 0 | 0 | 1730.4438 | 1756.4005 | 1782.7465 | 1809.4877 | 1836.63 | 1864.1794 | 1892.1421 | 1920.5242 | 1949.3321 | 1438.3645 | 0 | 0 | 0 | 0 | 0 | 0 | 0 | 0 | 0 | 473.8485 | 473.8485 | 473.8485 | 473.8485 | 473.8485 | 473.8485 | 473.8485 | 473.8485 | 473.8485 | 345.0213 | 0 | 0 | 0 | 0 | 0 | 0 | 0 | 0 | 0 | 5663.0643 | 5748.0103 | 5834.2304 | 5921.7439 | 6010.57 | 6100.7286 | 6192.2395 | 6285.1231 | 6379.4 | 4714.6795 | 0 | 0 | 0 | 0 | 0 | 0 | 0 | 0 | 0 | 0 | 0 | 0 | 0 | 0 | 0 | 0 | 0 | 0 | 0
Residential | LED | 400 | 10 | 0 | 16047.2852 | 0 | 1.262 | 0 | 0 | 0 | 0 |  | n/a | n/a | n/a | n/a | 0.30537 | 4974.9701 | 1286.874 | 16291.637 | 0 | 0 | 0 | 667.6427 | 677.6574 | 687.8222 | 698.1396 | 708.6117 | 719.2408 | 730.0294 | 740.9799 | 752.0946 | 763.376 | 0 | 0 | 0 | 0 | 0 | 0 | 0 | 0 | 0 | 182.9391 | 182.9391 | 182.9391 | 182.9391 | 182.9391 | 182.9391 | 182.9391 | 182.9391 | 182.9391 | 182.9391 | 0 | 0 | 0 | 0 | 0 | 0 | 0 | 0 | 0 | 2186.3434 | 2219.1385 | 2252.4256 | 2286.212 | 2320.5052 | 2355.3127 | 2390.6424 | 2426.5021 | 2462.8996 | 2499.8431 | 0 | 0 | 0 | 0 | 0 | 0 | 0 | 0 | 0 | 0 | 0 | 0 | 0 | 0 | 0 | 0 | 0 | 0 | 0
Residential | Faucet Aerator - Bathroom | 100 | 9 | 0 | 11300.6393 | 0 | 1.0401 | 0 | 0 | 0 | 0 |  | n/a | n/a | n/a | n/a | 0.30686 | 3268.5306 | 846.1229 | 10651.3845 | 0 | 0 | 0 | 472.4614 | 479.5483 | 486.7415 | 494.0426 | 501.4533 | 508.9751 | 516.6097 | 524.3589 | 532.2242 | 0 | 0 | 0 | 0 | 0 | 0 | 0 | 0 | 0 | 0 | 128.8273 | 128.8273 | 128.8273 | 128.8273 | 128.8273 | 128.8273 | 128.8273 | 128.8273 | 128.8273 | 0 | 0 | 0 | 0 | 0 | 0 | 0 | 0 | 0 | 0 | 1539.6422 | 1562.7369 | 1586.1779 | 1609.9706 | 1634.1201 | 1658.6319 | 1683.5114 | 1708.7641 | 1734.3955 | 0 | 0 | 0 | 0 | 0 | 0 | 0 | 0 | 0 | 0 | 0 | 0 | 0 | 0 | 0 | 0 | 0 | 0 | 0 | 0
Residential | Low Flow Showerhead | 100 | 10 | 0 | 14217.7368 | 0 | 1.0401 | 0 | 0 | 0 | 0 |  | n/a | n/a | n/a | n/a | 0.30476 | 4398.943 | 1140.1577 | 14434.23 | 0 | 0 | 0 | 590.3397 | 599.1948 | 608.1827 | 617.3055 | 626.565 | 635.9635 | 645.503 | 655.1855 | 665.0133 | 674.9885 | 0 | 0 | 0 | 0 | 0 | 0 | 0 | 0 | 0 | 162.0822 | 162.0822 | 162.0822 | 162.0822 | 162.0822 | 162.0822 | 162.0822 | 162.0822 | 162.0822 | 162.0822 | 0 | 0 | 0 | 0 | 0 | 0 | 0 | 0 | 0 | 1937.0787 | 1966.1349 | 1995.6269 | 2025.5613 | 2055.9447 | 2086.7839 | 2118.0857 | 2149.857 | 2182.1048 | 2214.8364 | 0 | 0 | 0 | 0 | 0 | 0 | 0 | 0 | 0 | 0 | 0 | 0 | 0 | 0 | 0 | 0 | 0 | 0 | 0
Residential | Residential Audit | [9 empty] | 0 | 25263 | 1.0083 | 1.0083 | 1.2674 | n/a | 0.23582 | 25473.067 | 6546.3094 | 82754.503 | 25263 | 0 | 0 | 3486.6241 | 3538.9235 | 3592.0073 | 3645.8875 | 3700.5758 | 3756.0844 | 3812.4257 | 3869.6121 | 3927.6562 | 2898.4449 | 0 | 0 | 0 | 0 | 0 | 0 | 0 | 0 | 0 | 947.6971 | 947.6971 | 947.6971 | 947.6971 | 947.6971 | 947.6971 | 947.6971 | 947.6971 | 947.6971 | 690.0425 | 0 | 0 | 0 | 0 | 0 | 0 | 0 | 0 | 0 | 11326.1286 | 11496.0205 | 11668.4609 | 11843.4878 | 12021.1401 | 12201.4572 | 12384.479 | 12570.2462 | 12758.7999 | 9429.359 | 0 | 0 | 0 | 0 | 0 | 0 | 0 | 0 | 0 | 0 | 0 | 0 | 0 | 0 | 0 | 0 | 0 | 0 | 0
Residential | Residential Audit | [10 empty] | 14238 | 0 | 0 | 0 | n/a | 0 | 0 | 0 | 0 | 14238 | 0 | 0 | 0 | 0 | 0 | 0 | 0 | 0 | 0 | 0 | 0 | 0 | 0 | 0 | 0 | 0 | 0 | 0 | 0 | 0 | 0 | 0 | 0 | 0 | 0 | 0 | 0 | 0 | 0 | 0 | 0 | 0 | 0 | 0 | 0 | 0 | 0 | 0 | 0 | 0 | 0 | 0 | 0 | 0 | 0 | 0 | 0 | 0 | 0 | 0 | 0 | 0 | 0 | 0 | 0 | 0 | 0 | 0 | 0 | 0 | 0 | 0 | 0 | 0 | 0 | 0 | 0 | 0 | 0
Residential | Residential Kit | [10 empty] | 11025 | 2.3105 | 2.3105 | 2.9043 | n/a | 0.27163 | 25473.067 | 6546.3094 | 82754.503 | 11025 | 0 | 0 | 3486.6241 | 3538.9235 | 3592.0073 | 3645.8875 | 3700.5758 | 3756.0844 | 3812.4257 | 3869.6121 | 3927.6562 | 2898.4449 | 0 | 0 | 0 | 0 | 0 | 0 | 0 | 0 | 0 | 947.6971 | 947.6971 | 947.6971 | 947.6971 | 947.6971 | 947.6971 | 947.6971 | 947.6971 | 947.6971 | 690.0425 | 0 | 0 | 0 | 0 | 0 | 0 | 0 | 0 | 0 | 11326.1286 | 11496.0205 | 11668.4609 | 11843.4878 | 12021.1401 | 12201.4572 | 12384.479 | 12570.2462 | 12758.7999 | 9429.359 | 0 | 0 | 0 | 0 | 0 | 0 | 0 | 0 | 0 | 0 | 0 | 0 | 0 | 0 | 0 | 0 | 0 | 0 | 0
Residential | LED | 800 | 10 | 0 | 32094.5705 | 0 | 3.7736 | 0 | 0 | 0 | 0 |  | n/a | n/a | n/a | n/a | 0.30971 | 10091.4642 | 2573.7481 | 32583.274 | 0 | 0 | 0 | 1354.278 | 1374.5922 | 1395.2111 | 1416.1392 | 1437.3813 | 1458.9421 | 1480.8262 | 1503.0386 | 1525.5842 | 1548.4679 | 0 | 0 | 0 | 0 | 0 | 0 | 0 | 0 | 0 | 365.8781 | 365.8781 | 365.8781 | 365.8781 | 365.8781 | 365.8781 | 365.8781 | 365.8781 | 365.8781 | 365.8781 | 0 | 0 | 0 | 0 | 0 | 0 | 0 | 0 | 0 | 4372.6868 | 4438.2771 | 4504.8512 | 4572.424 | 4641.0103 | 4710.6255 | 4781.2849 | 4853.0041 | 4925.7992 | 4999.6862 | 0 | 0 | 0 | 0 | 0 | 0 | 0 | 0 | 0 | 0 | 0 | 0 | 0 | 0 | 0 | 0 | 0 | 0 | 0
Residential | Faucet Aerator - Bathroom | 200 | 9 | 0 | 22601.2786 | 0 | 2.524 | 0 | 0 | 0 | 0 |  | n/a | n/a | n/a | n/a | 0.30905 | 6583.7167 | 1692.2459 | 21302.769 | 0 | 0 | 0 | 951.6667 | 965.9417 | 980.4308 | 995.1373 | 1010.0644 | 1025.2153 | 1040.5936 | 1056.2025 | 1072.0455 | 0 | 0 | 0 | 0 | 0 | 0 | 0 | 0 | 0 | 0 | 257.6546 | 257.6546 | 257.6546 | 257.6546 | 257.6546 | 257.6546 | 257.6546 | 257.6546 | 257.6546 | 0 | 0 | 0 | 0 | 0 | 0 | 0 | 0 | 0 | 0 | 3079.2844 | 3125.4737 | 3172.3558 | 3219.9411 | 3268.2403 | 3317.2639 | 3367.0228 | 3417.5282 | 3468.7911 | 0 | 0 | 0 | 0 | 0 | 0 | 0 | 0 | 0 | 0 | 0 | 0 | 0 | 0 | 0 | 0 | 0 | 0 | 0 | 0
Residential | Low Flow Showerhead | 200 | 10 | 0 | 28435.4736 | 0 | 2.0803 | 0 | 0 | 0 | 0 |  | n/a | n/a | n/a | n/a | 0.30476 | 8797.8861 | 2280.3155 | 28868.4601 | 0 | 0 | 0 | 1180.6794 | 1198.3896 | 1216.3654 | 1234.6109 | 1253.1301 | 1271.927 | 1291.0059 | 1310.371 | 1330.0266 | 1349.977 | 0 | 0 | 0 | 0 | 0 | 0 | 0 | 0 | 0 | 324.1644 | 324.1644 | 324.1644 | 324.1644 | 324.1644 | 324.1644 | 324.1644 | 324.1644 | 324.1644 | 324.1644 | 0 | 0 | 0 | 0 | 0 | 0 | 0 | 0 | 0 | 3874.1574 | 3932.2698 | 3991.2538 | 4051.1226 | 4111.8895 | 4173.5678 | 4236.1713 | 4299.7139 | 4364.2096 | 4429.6728 | 0 | 0 | 0 | 0 | 0 | 0 | 0 | 0 | 0 | 0 | 0 | 0 | 0 | 0 | 0 | 0 | 0 | 0 | 0
Residential | School-Based Education | 1200 | 5 | 0 | 498787.9359 |  | 50.2674 |  | 0 | 0 | 0 | 66150 | 1.3819 | 1.3819 | 1.7473 | n/a | 0.25176 | 91410.5438 | 24172.7026 | 296942.698 | 66150 | 0 | 0 | 20919.7448 | 21233.541 | 21552.0441 | 21875.3247 | 22203.4546 | 0 | 0 | 0 | 0 | 0 | 0 | 0 | 0 | 0 | 0 | 0 | 0 | 0 | 0 | 5686.1825 | 5686.1825 | 5686.1825 | 5686.1825 | 5686.1825 | 0 | 0 | 0 | 0 | 0 | 0 | 0 | 0 | 0 | 0 | 0 | 0 | 0 | 0 | 67956.7717 | 68976.1233 | 70010.7651 | 71060.9266 | 72126.8405 | 0 | 0 | 0 | 0 | 0 | 0 | 0 | 0 | 0 | 0 | 0 | 0 | 0 | 0 | 0 | 0 | 0 | 0 | 0 | 0 | 0 | 0 | 0 | 0
Residential | Weatherization | [9 empty] | 0 | 9646.875 | 1.2397 | 1.2397 | 1.546 | n/a | 0.25094 | 11959.2633 | 2954.372 | 38010.8775 | 9646.875 | 0 | 0 | 1412.8088 | 1434.001 | 1426.8511 | 1448.2538 | 1469.9776 | 1407.0415 | 1428.1471 | 1449.5693 | 1471.3129 | 1357.3668 | 1009.9871 | 1025.1369 | 1040.5139 | 1056.1216 | 1071.9635 | 0 | 0 | 0 | 0 | 376.6333 | 376.6333 | 369.1081 | 369.1081 | 369.1081 | 347.7729 | 347.7729 | 347.7729 | 347.7729 | 315.5661 | 229.3107 | 229.3107 | 229.3107 | 229.3107 | 229.3107 | 0 | 0 | 0 | 0 | 4501.2249 | 4568.7433 | 4544.6206 | 4612.7899 | 4681.9818 | 4477.5235 | 4544.6863 | 4612.8566 | 4682.0494 | 4312.1773 | 3180.5101 | 3228.2177 | 3276.641 | 3325.7906 | 3375.6775 | 0 | 0 | 0 | 0 | 0 | 0 | 0 | 0 | 0 | 0 | 0 | 0 | 0 | 0
| Measures | 25 | [10 empty] | n/a | n/a | n/a | [8 empty] | 976.9808 | 991.6355 | 977.8501 | 992.5179 | 1007.4057 | 937.5309 | 951.5939 | 965.8678 | 980.3558 | 995.0612 | 1009.9871 | 1025.1369 | 1040.5139 | 1056.1216 | 1071.9635 | 0 | 0 | 0 | 0 | 258.1712 | 258.1712 | 250.646 | 250.646 | 250.646 | 229.3107 | 229.3107 | 229.3107 | 229.3107 | 229.3107 | 229.3107 | 229.3107 | 229.3107 | 229.3107 | 229.3107 | 0 | 0 | 0 | 0 | 3085.4589 | 3131.7407 | 3086.063 | 3132.3539 | 3179.3393 | 2952.3413 | 2996.6264 | 3041.5758 | 3087.1995 | 3133.5075 | 3180.5101 | 3228.2177 | 3276.641 | 3325.7906 | 3375.6775 | 0 | 0 | 0 | 0 | 0 | 0 | 0 | 0 | 0 | 0 | 0 | 0 | 0 | 0
Residential | Air Sealing | 25 | 15 |  | 18341.3663 |  | 3.5767 |  | 0 |  | 0 |  | n/a | n/a | n/a | n/a | 0.31835 | 7657.1835 | 1851.8693 | 24052.6966 | 0 | 0 | 0 | 795.5249 | 807.4578 | 819.5696 | 831.8632 | 844.3411 | 857.0062 | 869.8613 | 882.9092 | 896.1529 | 909.5952 | 923.2391 | 937.0877 | 951.144 | 965.4112 | 979.8923 | 0 | 0 | 0 | 0 | 209.0916 | 209.0916 | 209.0916 | 209.0916 | 209.0916 | 209.0916 | 209.0916 | 209.0916 | 209.0916 | 209.0916 | 209.0916 | 209.0916 | 209.0916 | 209.0916 | 209.0916 | 0 | 0 | 0 | 0 | 2498.8977 | 2536.3812 | 2574.4269 | 2613.0433 | 2652.239 | 2692.0226 | 2732.4029 | 2773.3889 | 2814.9898 | 2857.2146 | 2900.0728 | 2943.5739 | 2987.7275 | 3032.5435 | 3078.0316 | 0 | 0 | 0 | 0 | 0 | 0 | 0 | 0 | 0 | 0 | 0 | 0 | 0 | 0
Residential | Water Heater Tank Wrap | 12.5 | 5 | 0 | 1871.5125 | 0 | 0.21463 | 0 | 0 | 0 | 0 |  | n/a | n/a | n/a | n/a | 0.30939 | 344.7118 | 90.6989 | 1114.1648 | 0 | 0 | 0 | 78.889 | 80.0723 | 81.2734 | 82.4925 | 83.7299 | 0 | 0 | 0 | 0 | 0 | 0 | 0 | 0 | 0 | 0 | 0 | 0 | 0 | 0 | 21.3352 | 21.3352 | 21.3352 | 21.3352 | 21.3352 | 0 | 0 | 0 | 0 | 0 | 0 | 0 | 0 | 0 | 0 | 0 | 0 | 0 | 0 | 254.982 | 258.8067 | 262.6888 | 266.6292 | 270.6286 | 0 | 0 | 0 | 0 | 0 | 0 | 0 | 0 | 0 | 0 | 0 | 0 | 0 | 0 | 0 | 0 | 0 | 0 | 0 | 0 | 0 | 0 | 0 | 0
Residential | Hot Water Pipe Insulation | 100 | 15 | 0 | 1773.6113 | 0 | 0.20247 | 0 | 0 | 0 | 0 |  | n/a | n/a | n/a | n/a | 0.30933 | 719.4725 | 179.0759 | 2325.8972 | 0 | 0 | 0 | 74.7479 | 75.8691 | 77.0071 | 78.1622 | 79.3347 | 80.5247 | 81.7326 | 82.9586 | 84.2029 | 85.466 | 86.748 | 88.0492 | 89.3699 | 90.7105 | 92.0711 | 0 | 0 | 0 | 0 | 20.2192 | 20.2192 | 20.2192 | 20.2192 | 20.2192 | 20.2192 | 20.2192 | 20.2192 | 20.2192 | 20.2192 | 20.2192 | 20.2192 | 20.2192 | 20.2192 | 20.2192 | 0 | 0 | 0 | 0 | 241.6436 | 245.2682 | 248.9472 | 252.6815 | 256.4717 | 260.3187 | 264.2235 | 268.1869 | 272.2097 | 276.2928 | 280.4372 | 284.6438 | 288.9134 | 293.2471 | 297.6458 | 0 | 0 | 0 | 0 | 0 | 0 | 0 | 0 | 0 | 0 | 0 | 0 | 0 | 0
Residential | Water Heater Temperature Setback | 25 | 2 | 0 | 660.1074 | 0 | 0.075303 | 0 | 0 | 0 | 0 |  | n/a | n/a | n/a | n/a | 0.30932 | 53.7621 | 14.4392 | 173.806 | 0 | 0 | 0 | 27.8191 | 28.2364 | 0 | 0 | 0 | 0 | 0 | 0 | 0 | 0 | 0 | 0 | 0 | 0 | 0 | 0 | 0 | 0 | 0 | 7.5252 | 7.5252 | 0 | 0 | 0 | 0 | 0 | 0 | 0 | 0 | 0 | 0 | 0 | 0 | 0 | 0 | 0 | 0 | 0 | 89.9355 | 91.2846 | 0 | 0 | 0 | 0 | 0 | 0 | 0 | 0 | 0 | 0 | 0 | 0 | 0 | 0 | 0 | 0 | 0 | 0 | 0 | 0 | 0 | 0 | 0 | 0 | 0 | 0 | 0
Residential | Residential Kit | 25 | [8 empty] | 0 |  | n/a | n/a | n/a | n/a | 0.30781 | 3184.1334 | 818.2887 | 10344.3129 | 0 | 0 | 0 | 435.828 | 442.3654 | 449.0009 | 455.7359 | 462.572 | 469.5106 | 476.5532 | 483.7015 | 490.957 | 362.3056 | 0 | 0 | 0 | 0 | 0 | 0 | 0 | 0 | 0 | 118.4621 | 118.4621 | 118.4621 | 118.4621 | 118.4621 | 118.4621 | 118.4621 | 118.4621 | 118.4621 | 86.2553 | 0 | 0 | 0 | 0 | 0 | 0 | 0 | 0 | 0 | 1415.7661 | 1437.0026 | 1458.5576 | 1480.436 | 1502.6425 | 1525.1821 | 1548.0599 | 1571.2808 | 1594.85 | 1178.6699 | 0 | 0 | 0 | 0 | 0 | 0 | 0 | 0 | 0 | 0 | 0 | 0 | 0 | 0 | 0 | 0 | 0 | 0 | 0
Residential | LED | 159 | 10 | 0 | 4011.8213 | 0 | 0.4717 | 0 | 0 | 0 | 0 |  | n/a | n/a | n/a | n/a | 0.30971 | 1261.433 | 321.7185 | 4072.9092 | 0 | 0 | 0 | 169.2848 | 171.824 | 174.4014 | 177.0174 | 179.6727 | 182.3678 | 185.1033 | 187.8798 | 190.698 | 193.5585 | 0 | 0 | 0 | 0 | 0 | 0 | 0 | 0 | 0 | 45.7348 | 45.7348 | 45.7348 | 45.7348 | 45.7348 | 45.7348 | 45.7348 | 45.7348 | 45.7348 | 45.7348 | 0 | 0 | 0 | 0 | 0 | 0 | 0 | 0 | 0 | 546.5858 | 554.7846 | 563.1064 | 571.553 | 580.1263 | 588.8282 | 597.6606 | 606.6255 | 615.7249 | 624.9608 | 0 | 0 | 0 | 0 | 0 | 0 | 0 | 0 | 0 | 0 | 0 | 0 | 0 | 0 | 0 | 0 | 0 | 0 | 0
Residential | Faucet Aerator - Bathroom | 45 | 9 | 0 | 2825.1598 | 0 | 0.3155 | 0 | 0 | 0 | 0 |  | n/a | n/a | n/a | n/a | 0.30905 | 822.9646 | 211.5307 | 2662.8461 | 0 | 0 | 0 | 118.9583 | 120.7427 | 122.5539 | 124.3922 | 126.258 | 128.1519 | 130.0742 | 132.0253 | 134.0057 | 0 | 0 | 0 | 0 | 0 | 0 | 0 | 0 | 0 | 0 | 32.2068 | 32.2068 | 32.2068 | 32.2068 | 32.2068 | 32.2068 | 32.2068 | 32.2068 | 32.2068 | 0 | 0 | 0 | 0 | 0 | 0 | 0 | 0 | 0 | 0 | 384.9106 | 390.6842 | 396.5445 | 402.4926 | 408.53 | 414.658 | 420.8779 | 427.191 | 433.5989 | 0 | 0 | 0 | 0 | 0 | 0 | 0 | 0 | 0 | 0 | 0 | 0 | 0 | 0 | 0 | 0 | 0 | 0 | 0 | 0
Residential | Low Flow Showerhead | 114 | 10 | 0 | 3554.4342 | 0 | 0.26003 | 0 | 0 | 0 | 0 |  | n/a | n/a | n/a | n/a | 0.30476 | 1099.7358 | 285.0394 | 3608.5575 | 0 | 0 | 0 | 147.5849 | 149.7987 | 152.0457 | 154.3264 | 156.6413 | 158.9909 | 161.3757 | 163.7964 | 166.2533 | 168.7471 | 0 | 0 | 0 | 0 | 0 | 0 | 0 | 0 | 0 | 40.5205 | 40.5205 | 40.5205 | 40.5205 | 40.5205 | 40.5205 | 40.5205 | 40.5205 | 40.5205 | 40.5205 | 0 | 0 | 0 | 0 | 0 | 0 | 0 | 0 | 0 | 484.2697 | 491.5337 | 498.9067 | 506.3903 | 513.9862 | 521.696 | 529.5214 | 537.4642 | 545.5262 | 553.7091 | 0 | 0 | 0 | 0 | 0 | 0 | 0 | 0 | 0 | 0 | 0 | 0 | 0 | 0 | 0 | 0 | 0 | 0 | 0
| C&I Programs | [10 empty] | 206371.895 | 2.4608 | 3.9347 | 3.0484 | 9.63 | 0.32707 | 2081034.4137 | 496871.9357 | 5833847.5285 | 206371.895 | 322522 | 639291.7 | 214721.8898 | 217942.7181 | 221211.8589 | 224530.0368 | 227897.9873 | 231316.4571 | 234786.204 | 238307.9971 | 237100.4324 | 240656.9389 | 244266.7929 | 247930.7948 | 251649.7568 | 251624.6345 | 255399.004 | 95078.2074 | 7917.3386 | 8036.0986 | 0 | 55793.4519 | 55793.4519 | 55793.4519 | 55793.4519 | 55793.4519 | 55793.4519 | 55793.4519 | 55793.4519 | 54679.0223 | 54679.0223 | 54679.0223 | 54679.0223 | 54679.0223 | 53863.7832 | 53863.7832 | 19800.0054 | 1624.4169 | 1624.4169 | 0 | 601518.8166 | 610541.5989 | 619699.7229 | 628995.2187 | 638430.147 | 648006.5992 | 657726.6982 | 667592.5987 | 662602.9762 | 672542.0208 | 682630.1511 | 692869.6034 | 703262.6474 | 701987.8305 | 712517.6479 | 295847.4899 | 24635.7688 | 25005.3053 | 0 | 639291.7 | 0 | 0 | 0 | 0 | 0 | 0 | 0 | 0 | 0
C&I | C&I Custom | 45 | 15 |  | 2034300.2799 |  | 504.6378 |  | 7940.9 |  | 178650 | 97096.275 | 1.9036 | 3.1372 | 2.3556 | 6.3102 | 0.36781 | 865073.7059 | 205396.8184 | 2076227.2425 | 97096.275 | 178650 | 357340.5 | 89874.7764 | 91222.898 | 92591.2415 | 93980.1101 | 95389.8118 | 96820.6589 | 98272.9688 | 99747.0633 | 101243.2693 | 102761.9183 | 104303.3471 | 105867.8973 | 107455.9158 | 109067.7545 | 110703.7708 | 0 | 0 | 0 | 0 | 23191.0232 | 23191.0232 | 23191.0232 | 23191.0232 | 23191.0232 | 23191.0232 | 23191.0232 | 23191.0232 | 23191.0232 | 23191.0232 | 23191.0232 | 23191.0232 | 23191.0232 | 23191.0232 | 23191.0232 | 0 | 0 | 0 | 0 | 215704.6941 | 218940.2645 | 222224.3685 | 225557.734 | 228941.1 | 232375.2165 | 235860.8448 | 239398.7574 | 242989.7388 | 246634.5849 | 250334.1036 | 254089.1152 | 257900.4519 | 261768.9587 | 265695.4931 | 0 | 0 | 0 | 0 | 357340.5 | 0 | 0 | 0 | 0 | 0 | 0 | 0 | 0 | 0
C&I | C&I Prescriptive | [9 empty] | 143872 | 97832.96 | 3.2017 | 5.0308 | 3.9692 | 13.8375 | 0.30404 | 1215960.7077 | 291475.1173 | 3757620.2859 | 97832.96 | 143872 | 281951.2 | 124847.1134 | 126719.8201 | 128620.6174 | 130549.9267 | 132508.1756 | 134495.7982 | 136513.2352 | 138560.9337 | 135857.1631 | 137895.0205 | 139963.4458 | 142062.8975 | 144193.841 | 142556.88 | 144695.2332 | 95078.2074 | 7917.3386 | 8036.0986 | 0 | 32602.4287 | 32602.4287 | 32602.4287 | 32602.4287 | 32602.4287 | 32602.4287 | 32602.4287 | 32602.4287 | 31487.9991 | 31487.9991 | 31487.9991 | 31487.9991 | 31487.9991 | 30672.76 | 30672.76 | 19800.0054 | 1624.4169 | 1624.4169 | 0 | 385814.1225 | 391601.3344 | 397475.3544 | 403437.4847 | 409489.047 | 415631.3827 | 421865.8534 | 428193.8412 | 419613.2374 | 425907.4359 | 432296.0475 | 438780.4882 | 445362.1955 | 440218.8718 | 446822.1549 | 295847.4899 | 24635.7688 | 25005.3053 | 0 | 281951.2 | 0 | 0 | 0 | 0 | 0 | 0 | 0 | 0 | 0
C&I | Lighting | [9 empty] | 135972 | 92460.96 | 3.3581 | 5.0986 | 4.1617 | 14.7994 | 0.30198 | 1164678.1874 | 278693.2861 | 3628416.7942 | 92460.96 | 135972 | 254361.2 | 119519.2379 | 121312.0264 | 123131.7068 | 124978.6824 | 126853.3627 | 128756.1631 | 130687.5056 | 132647.8181 | 129855.3508 | 131803.181 | 133780.2288 | 135786.9322 | 137823.7362 | 136091.2236 | 138132.592 | 95078.2074 | 7917.3386 | 8036.0986 | 0 | 31159.2527 | 31159.2527 | 31159.2527 | 31159.2527 | 31159.2527 | 31159.2527 | 31159.2527 | 31159.2527 | 30044.8232 | 30044.8232 | 30044.8232 | 30044.8232 | 30044.8232 | 29229.5841 | 29229.5841 | 19800.0054 | 1624.4169 | 1624.4169 | 0 | 372390.8329 | 377976.6954 | 383646.3458 | 389401.041 | 395242.0566 | 401170.6875 | 407188.2478 | 413296.0715 | 404492.0011 | 410559.3811 | 416717.7718 | 422968.5384 | 429313.0665 | 423929.0058 | 430287.9409 | 295847.4899 | 24635.7688 | 25005.3053 | 0 | 254361.2 | 0 | 0 | 0 | 0 | 0 | 0 | 0 | 0 | 0
Residential | High Bay Fluorescent Fixture w/ HE Electronic Ballast (T5 4-6 lamp) | 36 | 15 | 0 | 38520.8836 | 0 | 8.5565 | 0 | 17.88 | 0 | 2700 |  | 25.2215 | 6.0128 | 31.2639 | 82.6745 | 0.30507 | 16234.5937 | 3889.3309 | 50515.9272 | 0 | 2700 | 643.68 | 1686.6545 | 1711.9543 | 1737.6337 | 1763.6982 | 1790.1536 | 1817.0059 | 1844.261 | 1871.9249 | 1900.0038 | 1928.5039 | 1957.4314 | 1986.7929 | 2016.5948 | 2046.8437 | 2077.5464 | 0 | 0 | 0 | 0 | 439.1381 | 439.1381 | 439.1381 | 439.1381 | 439.1381 | 439.1381 | 439.1381 | 439.1381 | 439.1381 | 439.1381 | 439.1381 | 439.1381 | 439.1381 | 439.1381 | 439.1381 | 0 | 0 | 0 | 0 | 5248.2322 | 5326.9557 | 5406.86 | 5487.9629 | 5570.2823 | 5653.8366 | 5738.6441 | 5824.7238 | 5912.0946 | 6000.7761 | 6090.7877 | 6182.1495 | 6274.8818 | 6369.005 | 6464.5401 | 0 | 0 | 0 | 0 | 643.68 | 0 | 0 | 0 | 0 | 0 | 0 | 0 | 0 | 0
Residential | High Bay Fluorescent Fixture w/ HE Electronic Ballast (T5 8-lamp) | 36 | 15 | 0 | 91397.3761 | 0 | 20.3017 | 0 | 101.81 | 0 | 1440 |  | 10.5096 | 26.7495 | 13.0274 | 33.0948 | 0.31756 | 38519.3466 | 9228.1019 | 119857.6658 | 0 | 1440 | 3665.16 | 4001.876 | 4061.9041 | 4122.8327 | 4184.6751 | 4247.4453 | 4311.157 | 4375.8243 | 4441.4617 | 4508.0836 | 4575.7049 | 4644.3404 | 4714.0055 | 4784.7156 | 4856.4863 | 4929.3336 | 0 | 0 | 0 | 0 | 1041.9301 | 1041.9301 | 1041.9301 | 1041.9301 | 1041.9301 | 1041.9301 | 1041.9301 | 1041.9301 | 1041.9301 | 1041.9301 | 1041.9301 | 1041.9301 | 1041.9301 | 1041.9301 | 1041.9301 | 0 | 0 | 0 | 0 | 12452.3273 | 12639.1122 | 12828.6989 | 13021.1294 | 13216.4463 | 13414.693 | 13615.9134 | 13820.1521 | 14027.4544 | 14237.8662 | 14451.4342 | 14668.2057 | 14888.2288 | 15111.5522 | 15338.2255 | 0 | 0 | 0 | 0 | 3665.16 | 0 | 0 | 0 | 0 | 0 | 0 | 0 | 0 | 0
Residential | High Bay Fluorescent Fixture w/ HE Electronic Ballast (T5 10-lamp) | 36 | 15 | 0 | 118433.7727 | 0 | 26.3071 | 0 | 137.31 | 0 | 4500 |  | 10.0976 | 11.092 | 12.5166 | 32.3301 | 0.31233 | 49913.813 | 11957.8807 | 155312.9439 | 0 | 4500 | 4943.16 | 5185.677 | 5263.4621 | 5342.414 | 5422.5503 | 5503.8885 | 5586.4468 | 5670.2435 | 5755.2972 | 5841.6267 | 5929.2511 | 6018.1898 | 6108.4627 | 6200.0896 | 6293.0909 | 6387.4873 | 0 | 0 | 0 | 0 | 1350.145 | 1350.145 | 1350.145 | 1350.145 | 1350.145 | 1350.145 | 1350.145 | 1350.145 | 1350.145 | 1350.145 | 1350.145 | 1350.145 | 1350.145 | 1350.145 | 1350.145 | 0 | 0 | 0 | 0 | 16135.8691 | 16377.9072 | 16623.5758 | 16872.9294 | 17126.0233 | 17382.9137 | 17643.6574 | 17908.3123 | 18176.9369 | 18449.591 | 18726.3349 | 19007.2299 | 19292.3383 | 19581.7234 | 19875.4493 | 0 | 0 | 0 | 0 | 4943.16 | 0 | 0 | 0 | 0 | 0 | 0 | 0 | 0 | 0
Residential | High Bay Fluorescent Fixture w/ HE Electronic Ballast (T8 6-8 lamp) | 64 | 15 | 0 | 122092.8579 | 0 | 27.1199 | 0 | 85 | 0 | 4800 |  | 9.4588 | 10.72 | 11.7249 | 30.3146 | 0.31202 | 51455.9314 | 12327.3269 | 160111.4341 | 0 | 4800 | 5440 | 5345.8917 | 5426.0801 | 5507.4713 | 5590.0833 | 5673.9346 | 5759.0436 | 5845.4292 | 5933.1107 | 6022.1073 | 6112.439 | 6204.1255 | 6297.1874 | 6391.6452 | 6487.5199 | 6584.8327 | 0 | 0 | 0 | 0 | 1391.8586 | 1391.8586 | 1391.8586 | 1391.8586 | 1391.8586 | 1391.8586 | 1391.8586 | 1391.8586 | 1391.8586 | 1391.8586 | 1391.8586 | 1391.8586 | 1391.8586 | 1391.8586 | 1391.8586 | 0 | 0 | 0 | 0 | 16634.3969 | 16883.9128 | 17137.1715 | 17394.2291 | 17655.1425 | 17919.9696 | 18188.7692 | 18461.6007 | 18738.5247 | 19019.6026 | 19304.8966 | 19594.4701 | 19888.3871 | 20186.713 | 20489.5136 | 0 | 0 | 0 | 0 | 5440 | 0 | 0 | 0 | 0 | 0 | 0 | 0 | 0 | 0
Residential | High Bay Fluorescent Fixture w/ HE Electronic Ballast (T8 12-16 lamp) | 64 | 15 | 0 | 193858.1414 | 0 | 43.0608 | 0 | 127.5 | 0 | 8000 |  | 10.0124 | 10.2127 | 12.4111 | 32.1353 | 0.31157 | 81701.3492 | 19573.2389 | 254223.7569 | 0 | 8000 | 8160 | 8488.1675 | 8615.49 | 8744.7223 | 8875.8932 | 9009.0316 | 9144.167 | 9281.3295 | 9420.5495 | 9561.8577 | 9705.2856 | 9850.8649 | 9998.6279 | 10148.6073 | 10300.8364 | 10455.3489 | 0 | 0 | 0 | 0 | 2209.9828 | 2209.9828 | 2209.9828 | 2209.9828 | 2209.9828 | 2209.9828 | 2209.9828 | 2209.9828 | 2209.9828 | 2209.9828 | 2209.9828 | 2209.9828 | 2209.9828 | 2209.9828 | 2209.9828 | 0 | 0 | 0 | 0 | 26411.9729 | 26808.1525 | 27210.2748 | 27618.4289 | 28032.7054 | 28453.1959 | 28879.9939 | 29313.1938 | 29752.8917 | 30199.1851 | 30652.1729 | 31111.9554 | 31578.6348 | 32052.3143 | 32533.099 | 0 | 0 | 0 | 0 | 8160 | 0 | 0 | 0 | 0 | 0 | 0 | 0 | 0 | 0
Residential | CFL Lamp (≤18W) | 0 | 2 | 0 | 0 | 0 | 0 | 0 | 74.35 | 0 | 0 |  | n/a | n/a | n/a | n/a | n/a | 0 | 0 | 0 | 0 | 0 | 0 | 0 | 0 | 0 | 0 | 0 | 0 | 0 | 0 | 0 | 0 | 0 | 0 | 0 | 0 | 0 | 0 | 0 | 0 | 0 | 0 | 0 | 0 | 0 | 0 | 0 | 0 | 0 | 0 | 0 | 0 | 0 | 0 | 0 | 0 | 0 | 0 | 0 | 0 | 0 | 0 | 0 | 0 | 0 | 0 | 0 | 0 | 0 | 0 | 0 | 0 | 0 | 0 | 0 | 0 | 0 | 0 | 0 | 0 | 0 | 0 | 0 | 0 | 0 | 0 | 0 | 0 | 0
Residential | CFL Lamp (18-32W) | 0 | 2 | 0 | 0 | 0 | 0 | 0 | 74.35 | 0 | 0 |  | n/a | n/a | n/a | n/a | n/a | 0 | 0 | 0 | 0 | 0 | 0 | 0 | 0 | 0 | 0 | 0 | 0 | 0 | 0 | 0 | 0 | 0 | 0 | 0 | 0 | 0 | 0 | 0 | 0 | 0 | 0 | 0 | 0 | 0 | 0 | 0 | 0 | 0 | 0 | 0 | 0 | 0 | 0 | 0 | 0 | 0 | 0 | 0 | 0 | 0 | 0 | 0 | 0 | 0 | 0 | 0 | 0 | 0 | 0 | 0 | 0 | 0 | 0 | 0 | 0 | 0 | 0 | 0 | 0 | 0 | 0 | 0 | 0 | 0 | 0 | 0 | 0 | 0
Residential | CFL Lamp (≥33W) | 0 | 2 | 0 | 0 | 0 | 0 | 0 | 108.23 | 0 | 0 |  | n/a | n/a | n/a | n/a | n/a | 0 | 0 | 0 | 0 | 0 | 0 | 0 | 0 | 0 | 0 | 0 | 0 | 0 | 0 | 0 | 0 | 0 | 0 | 0 | 0 | 0 | 0 | 0 | 0 | 0 | 0 | 0 | 0 | 0 | 0 | 0 | 0 | 0 | 0 | 0 | 0 | 0 | 0 | 0 | 0 | 0 | 0 | 0 | 0 | 0 | 0 | 0 | 0 | 0 | 0 | 0 | 0 | 0 | 0 | 0 | 0 | 0 | 0 | 0 | 0 | 0 | 0 | 0 | 0 | 0 | 0 | 0 | 0 | 0 | 0 | 0 | 0 | 0
Residential | Low-Wattage T8 | 680 | 8 | 0 | 27116.15 | 0 | 6.0232 | 0 | 2 | 0 | 340 |  | 5.5402 | 22.1607 | 6.9176 | 17.4889 | 0.31678 | 7534.6317 | 1873.319 | 23444.9296 | 0 | 340 | 1360 | 1187.293 | 1205.1024 | 1223.179 | 1241.5267 | 1260.1496 | 1279.0518 | 1298.2376 | 1317.7111 | 0 | 0 | 0 | 0 | 0 | 0 | 0 | 0 | 0 | 0 | 0 | 309.1241 | 309.1241 | 309.1241 | 309.1241 | 309.1241 | 309.1241 | 309.1241 | 309.1241 | 0 | 0 | 0 | 0 | 0 | 0 | 0 | 0 | 0 | 0 | 0 | 3694.4077 | 3749.8239 | 3806.0712 | 3863.1623 | 3921.1097 | 3979.9264 | 4039.6253 | 4100.2196 | 0 | 0 | 0 | 0 | 0 | 0 | 0 | 0 | 0 | 0 | 0 | 1360 | 0 | 0 | 0 | 0 | 0 | 0 | 0 | 0 | 0
Residential | Ceramic Metal Halide Fixture (≤150W) | 40 | 13 | 0 | 14887.298 | 0 | 3.3068 | 0 | 72 | 0 | 680 |  | 2.0021 | 8.4794 | 2.4864 | 6.4658 | 0.30964 | 5765.9782 | 1394.8563 | 17941.5475 | 0 | 680 | 2880 | 651.8472 | 661.6249 | 671.5492 | 681.6225 | 691.8468 | 702.2245 | 712.7579 | 723.4493 | 734.301 | 745.3155 | 756.4952 | 767.8427 | 779.3603 | 0 | 0 | 0 | 0 | 0 | 0 | 169.7152 | 169.7152 | 169.7152 | 169.7152 | 169.7152 | 169.7152 | 169.7152 | 169.7152 | 169.7152 | 169.7152 | 169.7152 | 169.7152 | 169.7152 | 0 | 0 | 0 | 0 | 0 | 0 | 2028.3023 | 2058.7268 | 2089.6077 | 2120.9518 | 2152.7661 | 2185.0576 | 2217.8335 | 2251.101 | 2284.8675 | 2319.1405 | 2353.9276 | 2389.2365 | 2425.0751 | 0 | 0 | 0 | 0 | 0 | 0 | 2880 | 0 | 0 | 0 | 0 | 0 | 0 | 0 | 0 | 0
Residential | Ceramic Metal Halide Fixture (150-250W) | 40 | 13 | 0 | 28179.5284 | 0 | 6.2594 | 0 | 142.12 | 0 | 1120 |  | 1.9199 | 9.7448 | 2.3843 | 6.171 | 0.31112 | 10914.173 | 2640.2638 | 33960.7863 | 0 | 1120 | 5684.8 | 1233.8536 | 1252.3614 | 1271.1468 | 1290.214 | 1309.5672 | 1329.2107 | 1349.1489 | 1369.3861 | 1389.9269 | 1410.7758 | 1431.9374 | 1453.4165 | 1475.2177 | 0 | 0 | 0 | 0 | 0 | 0 | 321.2466 | 321.2466 | 321.2466 | 321.2466 | 321.2466 | 321.2466 | 321.2466 | 321.2466 | 321.2466 | 321.2466 | 321.2466 | 321.2466 | 321.2466 | 0 | 0 | 0 | 0 | 0 | 0 | 3839.2865 | 3896.8758 | 3955.3289 | 4014.6588 | 4074.8787 | 4136.0019 | 4198.0419 | 4261.0126 | 4324.9278 | 4389.8017 | 4455.6487 | 4522.4834 | 4590.3207 | 0 | 0 | 0 | 0 | 0 | 0 | 5684.8 | 0 | 0 | 0 | 0 | 0 | 0 | 0 | 0 | 0
Residential | Ceramic Metal Halide Fixture (≥250W) | 40 | 13 | 0 | 28445.373 | 0 | 6.3184 | 0 | 117 | 0 | 1800 |  | 2.3541 | 6.1206 | 2.9236 | 7.7097 | 0.30534 | 11017.1369 | 2665.1719 | 34281.1711 | 0 | 1800 | 4680 | 1245.4937 | 1264.1761 | 1283.1387 | 1302.3858 | 1321.9216 | 1341.7504 | 1361.8767 | 1382.3048 | 1403.0394 | 1424.085 | 1445.4463 | 1467.128 | 1489.1349 | 0 | 0 | 0 | 0 | 0 | 0 | 324.2773 | 324.2773 | 324.2773 | 324.2773 | 324.2773 | 324.2773 | 324.2773 | 324.2773 | 324.2773 | 324.2773 | 324.2773 | 324.2773 | 324.2773 | 0 | 0 | 0 | 0 | 0 | 0 | 3875.5062 | 3933.6388 | 3992.6433 | 4052.533 | 4113.321 | 4175.0208 | 4237.6461 | 4301.2108 | 4365.729 | 4431.2149 | 4497.6831 | 4565.1484 | 4633.6256 | 0 | 0 | 0 | 0 | 0 | 0 | 4680 | 0 | 0 | 0 | 0 | 0 | 0 | 0 | 0 | 0
Residential | Pulse Start Metal Halide Fixture (≤175W) | 40 | 15 | 0 | 5582.7368 | 0 | 1.2401 | 0 | 69.18 | 0 | 1000 |  | 0.85026 | 2.3528 | 1.054 | 3.0071 | 0.28275 | 2352.8397 | 563.6711 | 7321.1489 | 0 | 1000 | 2767.2 | 244.4427 | 248.1093 | 251.831 | 255.6084 | 259.4426 | 263.3342 | 267.2842 | 271.2935 | 275.3629 | 279.4933 | 283.6857 | 287.941 | 292.2601 | 296.644 | 301.0937 | 0 | 0 | 0 | 0 | 63.6432 | 63.6432 | 63.6432 | 63.6432 | 63.6432 | 63.6432 | 63.6432 | 63.6432 | 63.6432 | 63.6432 | 63.6432 | 63.6432 | 63.6432 | 63.6432 | 63.6432 | 0 | 0 | 0 | 0 | 760.6134 | 772.0226 | 783.6029 | 795.3569 | 807.2873 | 819.3966 | 831.6876 | 844.1629 | 856.8253 | 869.6777 | 882.7229 | 895.9637 | 909.4032 | 923.0442 | 936.8899 | 0 | 0 | 0 | 0 | 2767.2 | 0 | 0 | 0 | 0 | 0 | 0 | 0 | 0 | 0
Residential | Pulse Start Metal Halide Fixture (175-320W) | 40 | 15 | 0 | 16748.2103 | 0 | 3.7202 | 0 | 132.12 | 0 | 1600 |  | 1.3356 | 4.4116 | 1.6556 | 4.4587 | 0.29955 | 7058.519 | 1691.0134 | 21963.4466 | 0 | 1600 | 5284.8 | 733.3281 | 744.328 | 755.4929 | 766.8253 | 778.3277 | 790.0026 | 801.8526 | 813.8804 | 826.0886 | 838.4799 | 851.0571 | 863.823 | 876.7803 | 889.9321 | 903.281 | 0 | 0 | 0 | 0 | 190.9296 | 190.9296 | 190.9296 | 190.9296 | 190.9296 | 190.9296 | 190.9296 | 190.9296 | 190.9296 | 190.9296 | 190.9296 | 190.9296 | 190.9296 | 190.9296 | 190.9296 | 0 | 0 | 0 | 0 | 2281.8401 | 2316.0677 | 2350.8087 | 2386.0708 | 2421.8619 | 2458.1898 | 2495.0627 | 2532.4886 | 2570.4759 | 2609.0331 | 2648.1686 | 2687.8911 | 2728.2095 | 2769.1326 | 2810.6696 | 0 | 0 | 0 | 0 | 5284.8 | 0 | 0 | 0 | 0 | 0 | 0 | 0 | 0 | 0
Residential | Pulse Start Metal Halide Fixture (320-750W) | 40 | 15 | 0 | 22862.6363 | 0 | 5.0784 | 0 | 108 | 0 | 2200 |  | 2.2304 | 4.3797 | 2.7648 | 7.4495 | 0.29941 | 9635.4387 | 2308.3675 | 29981.8478 | 0 | 2200 | 4320 | 1001.051 | 1016.0668 | 1031.3078 | 1046.7774 | 1062.479 | 1078.4162 | 1094.5925 | 1111.0114 | 1127.6765 | 1144.5917 | 1161.7605 | 1179.187 | 1196.8748 | 1214.8279 | 1233.0503 | 0 | 0 | 0 | 0 | 260.6341 | 260.6341 | 260.6341 | 260.6341 | 260.6341 | 260.6341 | 260.6341 | 260.6341 | 260.6341 | 260.6341 | 260.6341 | 260.6341 | 260.6341 | 260.6341 | 260.6341 | 0 | 0 | 0 | 0 | 3114.8928 | 3161.6162 | 3209.0404 | 3257.176 | 3306.0337 | 3355.6242 | 3405.9586 | 3457.0479 | 3508.9037 | 3561.5372 | 3614.9603 | 3669.1847 | 3724.2224 | 3780.0858 | 3836.7871 | 0 | 0 | 0 | 0 | 4320 | 0 | 0 | 0 | 0 | 0 | 0 | 0 | 0 | 0
Residential | Pulse Start Metal Halide Fixture (≥750W) | 40 | 15 | 0 | 71246.3548 | 0 | 15.8256 | 0 | 10 | 0 | 2600 |  | 75.0668 | 11.5487 | 93.0506 | 240.0795 | 0.31267 | 30026.7158 | 7193.5175 | 93431.8046 | 0 | 2600 | 400 | 3119.5543 | 3166.3476 | 3213.8428 | 3262.0504 | 3310.9812 | 3360.6459 | 3411.0556 | 3462.2214 | 3514.1548 | 3566.8671 | 3620.3701 | 3674.6756 | 3729.7958 | 3785.7427 | 3842.5288 | 0 | 0 | 0 | 0 | 812.2084 | 812.2084 | 812.2084 | 812.2084 | 812.2084 | 812.2084 | 812.2084 | 812.2084 | 812.2084 | 812.2084 | 812.2084 | 812.2084 | 812.2084 | 812.2084 | 812.2084 | 0 | 0 | 0 | 0 | 9706.8753 | 9852.4784 | 10000.2656 | 10150.2695 | 10302.5236 | 10457.0614 | 10613.9174 | 10773.1261 | 10934.723 | 11098.7439 | 11265.225 | 11434.2034 | 11605.7164 | 11779.8022 | 11956.4992 | 0 | 0 | 0 | 0 | 400 | 0 | 0 | 0 | 0 | 0 | 0 | 0 | 0 | 0
Residential | Energy Star LED Lamp (≤5W) | 120 | 8 | 0 | 12760.5412 | 0 | 2.8344 | 0 | 31.91 | 0 | 600 |  | 0.92597 | 5.9095 | 1.1562 | 3.0379 | 0.3048 | 3545.709 | 881.5619 | 11032.908 | 0 | 600 | 3829.2 | 558.7261 | 567.107 | 575.6136 | 584.2478 | 593.0116 | 601.9067 | 610.9353 | 620.0994 | 0 | 0 | 0 | 0 | 0 | 0 | 0 | 0 | 0 | 0 | 0 | 145.4702 | 145.4702 | 145.4702 | 145.4702 | 145.4702 | 145.4702 | 145.4702 | 145.4702 | 0 | 0 | 0 | 0 | 0 | 0 | 0 | 0 | 0 | 0 | 0 | 1738.5448 | 1764.623 | 1791.0923 | 1817.9587 | 1845.2281 | 1872.9065 | 1901.0001 | 1929.5151 | 0 | 0 | 0 | 0 | 0 | 0 | 0 | 0 | 0 | 0 | 0 | 3829.2 | 0 | 0 | 0 | 0 | 0 | 0 | 0 | 0 | 0
Residential | Energy Star LED Lamp (5-10W) | 160 | 8 | 0 | 25521.0823 | 0 | 5.6689 | 0 | 37.79 | 0 | 1360 |  | 1.1728 | 5.2143 | 1.4644 | 3.8743 | 0.30272 | 7091.4181 | 1763.1238 | 22065.8161 | 0 | 1360 | 6046.4 | 1117.4523 | 1134.2141 | 1151.2273 | 1168.4957 | 1186.0231 | 1203.8135 | 1221.8707 | 1240.1987 | 0 | 0 | 0 | 0 | 0 | 0 | 0 | 0 | 0 | 0 | 0 | 290.9403 | 290.9403 | 290.9403 | 290.9403 | 290.9403 | 290.9403 | 290.9403 | 290.9403 | 0 | 0 | 0 | 0 | 0 | 0 | 0 | 0 | 0 | 0 | 0 | 3477.0896 | 3529.246 | 3582.1847 | 3635.9174 | 3690.4562 | 3745.8131 | 3802.0002 | 3859.0303 | 0 | 0 | 0 | 0 | 0 | 0 | 0 | 0 | 0 | 0 | 0 | 6046.4 | 0 | 0 | 0 | 0 | 0 | 0 | 0 | 0 | 0
Residential | Energy Star LED Lamp (>10W) | 80 | 8 | 0 | 20204.1902 | 0 | 4.4879 | 0 | 62.96 | 0 | 1000 |  | 1.1146 | 5.614 | 1.3917 | 3.6668 | 0.30397 | 5614.0393 | 1395.8063 | 17468.771 | 0 | 1000 | 5036.8 | 884.6497 | 897.9195 | 911.3883 | 925.0591 | 938.935 | 953.019 | 967.3143 | 981.824 | 0 | 0 | 0 | 0 | 0 | 0 | 0 | 0 | 0 | 0 | 0 | 230.3278 | 230.3278 | 230.3278 | 230.3278 | 230.3278 | 230.3278 | 230.3278 | 230.3278 | 0 | 0 | 0 | 0 | 0 | 0 | 0 | 0 | 0 | 0 | 0 | 2752.696 | 2793.9864 | 2835.8962 | 2878.4346 | 2921.6112 | 2965.4353 | 3009.9169 | 3055.0656 | 0 | 0 | 0 | 0 | 0 | 0 | 0 | 0 | 0 | 0 | 0 | 5036.8 | 0 | 0 | 0 | 0 | 0 | 0 | 0 | 0 | 0
Residential | High Performance T8 (1-2 Lamp) | 120 | 15 | 0 | 7975.3382 | 0 | 1.7715 | 0 | 15 | 0 | 1080 |  | 1.8673 | 3.1122 | 2.3147 | 6.4104 | 0.2913 | 3361.1995 | 805.2445 | 10458.7841 | 0 | 1080 | 1800 | 349.2038 | 354.4419 | 359.7585 | 365.1549 | 370.6322 | 376.1917 | 381.8346 | 387.5621 | 393.3755 | 399.2762 | 405.2653 | 411.3443 | 417.5145 | 423.7772 | 430.1338 | 0 | 0 | 0 | 0 | 90.9189 | 90.9189 | 90.9189 | 90.9189 | 90.9189 | 90.9189 | 90.9189 | 90.9189 | 90.9189 | 90.9189 | 90.9189 | 90.9189 | 90.9189 | 90.9189 | 90.9189 | 0 | 0 | 0 | 0 | 1086.5905 | 1102.8894 | 1119.4327 | 1136.2242 | 1153.2676 | 1170.5666 | 1188.1251 | 1205.947 | 1224.0362 | 1242.3967 | 1261.0327 | 1279.9481 | 1299.1474 | 1318.6346 | 1338.4141 | 0 | 0 | 0 | 0 | 1800 | 0 | 0 | 0 | 0 | 0 | 0 | 0 | 0 | 0
Residential | High Performance T8 (3-4 Lamp) | 120 | 15 | 0 | 7975.3382 | 0 | 1.7715 | 0 | 18 | 0 | 2160 |  | 1.5561 | 1.5561 | 1.9289 | 5.842 | 0.26636 | 3361.1995 | 805.2445 | 10458.7841 | 0 | 2160 | 2160 | 349.2038 | 354.4419 | 359.7585 | 365.1549 | 370.6322 | 376.1917 | 381.8346 | 387.5621 | 393.3755 | 399.2762 | 405.2653 | 411.3443 | 417.5145 | 423.7772 | 430.1338 | 0 | 0 | 0 | 0 | 90.9189 | 90.9189 | 90.9189 | 90.9189 | 90.9189 | 90.9189 | 90.9189 | 90.9189 | 90.9189 | 90.9189 | 90.9189 | 90.9189 | 90.9189 | 90.9189 | 90.9189 | 0 | 0 | 0 | 0 | 1086.5905 | 1102.8894 | 1119.4327 | 1136.2242 | 1153.2676 | 1170.5666 | 1188.1251 | 1205.947 | 1224.0362 | 1242.3967 | 1261.0327 | 1279.9481 | 1299.1474 | 1318.6346 | 1338.4141 | 0 | 0 | 0 | 0 | 2160 | 0 | 0 | 0 | 0 | 0 | 0 | 0 | 0 | 0
Residential | LED Parking Garage/Canopy (<30W) | 200 | 16 | 0 | 140498.8751 | 0 | 31.2083 | 0 | 125 | 0 | 7000 |  | 2.4549 | 8.7674 | 3.0403 | 7.9186 | 0.31001 | 61371.698 | 14635.2445 | 190965.5565 | 0 | 7000 | 25000 | 6151.8076 | 6244.0847 | 6337.746 | 6432.8121 | 6529.3043 | 6627.2439 | 6726.6525 | 6827.5523 | 6929.9656 | 7033.9151 | 7139.4238 | 7246.5152 | 7355.2129 | 7465.5411 | 7577.5242 | 7691.1871 | 0 | 0 | 0 | 1601.6872 | 1601.6872 | 1601.6872 | 1601.6872 | 1601.6872 | 1601.6872 | 1601.6872 | 1601.6872 | 1601.6872 | 1601.6872 | 1601.6872 | 1601.6872 | 1601.6872 | 1601.6872 | 1601.6872 | 1601.6872 | 0 | 0 | 0 | 19142.1029 | 19429.2344 | 19720.6729 | 20016.483 | 20316.7303 | 20621.4812 | 20930.8034 | 21244.7655 | 21563.437 | 21886.8885 | 22215.1919 | 22548.4197 | 22886.646 | 23229.9457 | 23578.3949 | 23932.0708 | 0 | 0 | 0 | 25000 | 0 | 0 | 0 | 0 | 0 | 0 | 0 | 0 | 0
Residential | LED Parking Garage/Canopy (30-75W) | 80 | 16 | 0 | 69332.2737 | 0 | 15.4004 | 0 | 250 | 0 | 6000 |  | 1.5143 | 5.0475 | 1.8754 | 5.0118 | 0.30214 | 30285.2201 | 7222.0847 | 94236.1725 | 0 | 6000 | 20000 | 3035.7453 | 3081.2815 | 3127.5007 | 3174.4133 | 3222.0295 | 3270.3599 | 3319.4153 | 3369.2065 | 3419.7446 | 3471.0408 | 3523.1064 | 3575.953 | 3629.5923 | 3684.0362 | 3739.2967 | 3795.3862 | 0 | 0 | 0 | 790.3879 | 790.3879 | 790.3879 | 790.3879 | 790.3879 | 790.3879 | 790.3879 | 790.3879 | 790.3879 | 790.3879 | 790.3879 | 790.3879 | 790.3879 | 790.3879 | 790.3879 | 790.3879 | 0 | 0 | 0 | 9446.0935 | 9587.7849 | 9731.6017 | 9877.5757 | 10025.7394 | 10176.1255 | 10328.7673 | 10483.6989 | 10640.9543 | 10800.5686 | 10962.5772 | 11127.0158 | 11293.9211 | 11463.3299 | 11635.2798 | 11809.809 | 0 | 0 | 0 | 20000 | 0 | 0 | 0 | 0 | 0 | 0 | 0 | 0 | 0
Residential | LED Parking Garage/Canopy (≥75W) | 200 | 16 | 0 | 325127.9551 | 0 | 72.2191 | 0 | 375 | 0 | 20000 |  | 1.8936 | 7.101 | 2.3452 | 6.1588 | 0.30746 | 142020.0315 | 33867.3681 | 441912.7259 | 0 | 20000 | 75000 | 14235.8764 | 14449.4145 | 14666.1557 | 14886.1481 | 15109.4403 | 15336.0819 | 15566.1231 | 15799.615 | 16036.6092 | 16277.1583 | 16521.3157 | 16769.1354 | 17020.6725 | 17275.9826 | 17535.1223 | 17798.1491 | 0 | 0 | 0 | 3706.4587 | 3706.4587 | 3706.4587 | 3706.4587 | 3706.4587 | 3706.4587 | 3706.4587 | 3706.4587 | 3706.4587 | 3706.4587 | 3706.4587 | 3706.4587 | 3706.4587 | 3706.4587 | 3706.4587 | 3706.4587 | 0 | 0 | 0 | 44296.6733 | 44961.1234 | 45635.5402 | 46320.0733 | 47014.8744 | 47720.0975 | 48435.899 | 49162.4375 | 49899.874 | 50648.3722 | 51408.0977 | 52179.2192 | 52961.9075 | 53756.3361 | 54562.6811 | 55381.1214 | 0 | 0 | 0 | 75000 | 0 | 0 | 0 | 0 | 0 | 0 | 0 | 0 | 0
Residential | Lighting Optimization - Remove Lamp from T8 System | 120 | 15 | 0 | 24255.2366 | 0 | 5.3877 | 0 | 12 | 0 | 960 |  | 7.0989 | 10.6483 | 8.7995 | 22.7556 | 0.31196 | 10222.3489 | 2448.974 | 31808.0909 | 0 | 960 | 1440 | 1062.0266 | 1077.957 | 1094.1264 | 1110.5383 | 1127.1964 | 1144.1043 | 1161.2659 | 1178.6849 | 1196.3651 | 1214.3106 | 1232.5253 | 1251.0132 | 1269.7784 | 1288.825 | 1308.1574 | 0 | 0 | 0 | 0 | 276.5097 | 276.5097 | 276.5097 | 276.5097 | 276.5097 | 276.5097 | 276.5097 | 276.5097 | 276.5097 | 276.5097 | 276.5097 | 276.5097 | 276.5097 | 276.5097 | 276.5097 | 0 | 0 | 0 | 0 | 3304.626 | 3354.1954 | 3404.5083 | 3455.5759 | 3507.4096 | 3560.0207 | 3613.421 | 3667.6224 | 3722.6367 | 3778.4762 | 3835.1534 | 3892.6807 | 3951.0709 | 4010.337 | 4070.492 | 0 | 0 | 0 | 0 | 1440 | 0 | 0 | 0 | 0 | 0 | 0 | 0 | 0 | 0
Residential | Lighting Optimization - Remove 2 Lamps from T8 System | 80 | 15 | 0 | 32340.3155 | 0 | 7.1836 | 0 | 24 | 0 | 1280 |  | 7.0989 | 10.6483 | 8.7995 | 22.7556 | 0.31196 | 13629.7985 | 3265.2986 | 42410.7879 | 0 | 1280 | 1920 | 1416.0355 | 1437.2761 | 1458.8352 | 1480.7177 | 1502.9285 | 1525.4724 | 1548.3545 | 1571.5798 | 1595.1535 | 1619.0808 | 1643.367 | 1668.0175 | 1693.0378 | 1718.4334 | 1744.2099 | 0 | 0 | 0 | 0 | 368.6796 | 368.6796 | 368.6796 | 368.6796 | 368.6796 | 368.6796 | 368.6796 | 368.6796 | 368.6796 | 368.6796 | 368.6796 | 368.6796 | 368.6796 | 368.6796 | 368.6796 | 0 | 0 | 0 | 0 | 4406.168 | 4472.2605 | 4539.3444 | 4607.4346 | 4676.5461 | 4746.6943 | 4817.8947 | 4890.1631 | 4963.5156 | 5037.9683 | 5113.5378 | 5190.2409 | 5268.0945 | 5347.1159 | 5427.3227 | 0 | 0 | 0 | 0 | 1920 | 0 | 0 | 0 | 0 | 0 | 0 | 0 | 0 | 0
Residential | T8 (≤4 ft, 1-2 Lamp) | 40 | 18 | 0 | 10899.6289 | 0 | 2.4211 | 0 | 43 | 0 | 200 |  | 2.9435 | 25.3145 | 3.6394 | 9.2755 | 0.31735 | 5062.8938 | 1196.8525 | 15753.8144 | 0 | 200 | 1720 | 477.2452 | 484.4039 | 491.67 | 499.045 | 506.5307 | 514.1287 | 521.8406 | 529.6682 | 537.6132 | 545.6774 | 553.8626 | 562.1705 | 570.6031 | 579.1621 | 587.8496 | 596.6673 | 605.6173 | 614.7016 | 0 | 124.2558 | 124.2558 | 124.2558 | 124.2558 | 124.2558 | 124.2558 | 124.2558 | 124.2558 | 124.2558 | 124.2558 | 124.2558 | 124.2558 | 124.2558 | 124.2558 | 124.2558 | 124.2558 | 124.2558 | 124.2558 | 0 | 1485.007 | 1507.2821 | 1529.8914 | 1552.8397 | 1576.1323 | 1599.7743 | 1623.7709 | 1648.1275 | 1672.8494 | 1697.9422 | 1723.4113 | 1749.2625 | 1775.5014 | 1802.1339 | 1829.1659 | 1856.6034 | 1884.4525 | 1912.7193 | 0 | 1720 | 0 | 0 | 0 | 0 | 0 | 0 | 0 | 0 | 0
Residential | T8 (≤4 ft, 3-4 Lamp) | 200 | 18 | 0 | 83741.0514 | 0 | 18.601 | 0 | 55 | 0 | 1800 |  | 3.5362 | 21.6099 | 4.3721 | 11.1669 | 0.31667 | 38897.8429 | 9195.3303 | 121035.4034 | 0 | 1800 | 11000 | 3666.6403 | 3721.6399 | 3777.4645 | 3834.1264 | 3891.6383 | 3950.0129 | 4009.2631 | 4069.4021 | 4130.4431 | 4192.3997 | 4255.2857 | 4319.115 | 4383.9017 | 4449.6603 | 4516.4052 | 4584.1512 | 4652.9135 | 4722.7072 | 0 | 954.648 | 954.648 | 954.648 | 954.648 | 954.648 | 954.648 | 954.648 | 954.648 | 954.648 | 954.648 | 954.648 | 954.648 | 954.648 | 954.648 | 954.648 | 954.648 | 954.648 | 954.648 | 0 | 11409.2004 | 11580.3384 | 11754.0435 | 11930.3541 | 12109.3094 | 12290.9491 | 12475.3133 | 12662.443 | 12852.3797 | 13045.1654 | 13240.8428 | 13439.4555 | 13641.0473 | 13845.663 | 14053.348 | 14264.1482 | 14478.1104 | 14695.2821 | 0 | 11000 | 0 | 0 | 0 | 0 | 0 | 0 | 0 | 0 | 0
Residential | T8 (5-8 ft, 1-2 Lamp) | 120 | 18 | 0 | 47852.0294 | 0 | 10.6291 | 0 | 93 | 0 | 960 |  | 1.9917 | 23.1535 | 2.4625 | 6.2834 | 0.31698 | 22227.3388 | 5254.4745 | 69163.0877 | 0 | 960 | 11160 | 2095.223 | 2126.6514 | 2158.5511 | 2190.9294 | 2223.7933 | 2257.1502 | 2291.0075 | 2325.3726 | 2360.2532 | 2395.657 | 2431.5918 | 2468.0657 | 2505.0867 | 2542.663 | 2580.803 | 2619.515 | 2658.8077 | 2698.6898 | 0 | 545.5131 | 545.5131 | 545.5131 | 545.5131 | 545.5131 | 545.5131 | 545.5131 | 545.5131 | 545.5131 | 545.5131 | 545.5131 | 545.5131 | 545.5131 | 545.5131 | 545.5131 | 545.5131 | 545.5131 | 545.5131 | 0 | 6519.5431 | 6617.3362 | 6716.5963 | 6817.3452 | 6919.6054 | 7023.3995 | 7128.7505 | 7235.6817 | 7344.2169 | 7454.3802 | 7566.1959 | 7679.6888 | 7794.8842 | 7911.8074 | 8030.4846 | 8150.9418 | 8273.2059 | 8397.304 | 0 | 11160 | 0 | 0 | 0 | 0 | 0 | 0 | 0 | 0 | 0
Residential | LED Linear Replacement Lamp (≤4ft) | 3200 | 16 | 0 | 957040.5874 | 0 | 212.5829 | 0 | 9.5 | 0 | 51200 |  | 13.7516 | 8.165 | 17.0309 | 44.4739 | 0.30921 | 418047.517 | 99691.3534 | 1300806.0616 | 0 | 51200 | 30400 | 41904.4603 | 42533.0272 | 43171.0226 | 43818.5879 | 44475.8667 | 45143.0047 | 45820.1498 | 46507.4521 | 47205.0638 | 47913.1398 | 48631.8369 | 49361.3145 | 50101.7342 | 50853.2602 | 51616.0591 | 52390.3 | 0 | 0 | 0 | 10910.2627 | 10910.2627 | 10910.2627 | 10910.2627 | 10910.2627 | 10910.2627 | 10910.2627 | 10910.2627 | 10910.2627 | 10910.2627 | 10910.2627 | 10910.2627 | 10910.2627 | 10910.2627 | 10910.2627 | 10910.2627 | 0 | 0 | 0 | 130390.8616 | 132346.7245 | 134331.9254 | 136346.9043 | 138392.1078 | 140467.9895 | 142575.0093 | 144713.6344 | 146884.339 | 149087.604 | 151323.9181 | 153593.7769 | 155897.6835 | 158236.1488 | 160609.691 | 163018.8364 | 0 | 0 | 0 | 30400 | 0 | 0 | 0 | 0 | 0 | 0 | 0 | 0 | 0
Residential | LED Linear Replacement Lamp (5-8ft) | 280 | 16 | 0 | 102350.1739 | 0 | 22.7346 | 0 | 9.5 | 0 | 6440 |  | 16.8075 | 6.9422 | 20.8155 | 54.7195 | 0.30716 | 44707.8595 | 10661.4364 | 139113.9816 | 0 | 6440 | 2660 | 4481.4492 | 4548.671 | 4616.901 | 4686.1545 | 4756.4469 | 4827.7936 | 4900.2105 | 4973.7136 | 5048.3193 | 5124.0441 | 5200.9048 | 5278.9184 | 5358.1021 | 5438.4737 | 5520.0508 | 5602.8515 | 0 | 0 | 0 | 1166.792 | 1166.792 | 1166.792 | 1166.792 | 1166.792 | 1166.792 | 1166.792 | 1166.792 | 1166.792 | 1166.792 | 1166.792 | 1166.792 | 1166.792 | 1166.792 | 1166.792 | 1166.792 | 0 | 0 | 0 | 13944.5783 | 14153.7469 | 14366.0531 | 14581.5439 | 14800.2671 | 15022.2711 | 15247.6052 | 15476.3192 | 15708.464 | 15944.091 | 16183.2524 | 16426.0011 | 16672.3912 | 16922.477 | 17176.3142 | 17433.9589 | 0 | 0 | 0 | 2660 | 0 | 0 | 0 | 0 | 0 | 0 | 0 | 0 | 0
Residential | Fluorescent Fixture Specular Reflector 4-ft | 0 | 15 | 0 | 0 | 0 | 0 | 0 | 30 | 0 | 0 |  | n/a | n/a | n/a | n/a | n/a | 0 | 0 | 0 | 0 | 0 | 0 | 0 | 0 | 0 | 0 | 0 | 0 | 0 | 0 | 0 | 0 | 0 | 0 | 0 | 0 | 0 | 0 | 0 | 0 | 0 | 0 | 0 | 0 | 0 | 0 | 0 | 0 | 0 | 0 | 0 | 0 | 0 | 0 | 0 | 0 | 0 | 0 | 0 | 0 | 0 | 0 | 0 | 0 | 0 | 0 | 0 | 0 | 0 | 0 | 0 | 0 | 0 | 0 | 0 | 0 | 0 | 0 | 0 | 0 | 0 | 0 | 0 | 0 | 0 | 0 | 0 | 0 | 0
Residential | Fluorescent Fixture Specular Reflector two 4-ft | 0 | 15 | 0 | 0 | 0 | 0 | 0 | 30 | 0 | 0 |  | n/a | n/a | n/a | n/a | n/a | 0 | 0 | 0 | 0 | 0 | 0 | 0 | 0 | 0 | 0 | 0 | 0 | 0 | 0 | 0 | 0 | 0 | 0 | 0 | 0 | 0 | 0 | 0 | 0 | 0 | 0 | 0 | 0 | 0 | 0 | 0 | 0 | 0 | 0 | 0 | 0 | 0 | 0 | 0 | 0 | 0 | 0 | 0 | 0 | 0 | 0 | 0 | 0 | 0 | 0 | 0 | 0 | 0 | 0 | 0 | 0 | 0 | 0 | 0 | 0 | 0 | 0 | 0 | 0 | 0 | 0 | 0 | 0 | 0 | 0 | 0 | 0 | 0
Residential | Fluorescent Fixture Specular Reflector 8-ft | 0 | 15 | 0 | 0 | 0 | 0 | 0 | 50 | 0 | 0 |  | n/a | n/a | n/a | n/a | n/a | 0 | 0 | 0 | 0 | 0 | 0 | 0 | 0 | 0 | 0 | 0 | 0 | 0 | 0 | 0 | 0 | 0 | 0 | 0 | 0 | 0 | 0 | 0 | 0 | 0 | 0 | 0 | 0 | 0 | 0 | 0 | 0 | 0 | 0 | 0 | 0 | 0 | 0 | 0 | 0 | 0 | 0 | 0 | 0 | 0 | 0 | 0 | 0 | 0 | 0 | 0 | 0 | 0 | 0 | 0 | 0 | 0 | 0 | 0 | 0 | 0 | 0 | 0 | 0 | 0 | 0 | 0 | 0 | 0 | 0 | 0 | 0 | 0
Residential | Fluorescent Fixture Specular Reflector two 8-ft | 0 | 15 | 0 | 0 | 0 | 0 | 0 | 50 | 0 | 0 |  | n/a | n/a | n/a | n/a | n/a | 0 | 0 | 0 | 0 | 0 | 0 | 0 | 0 | 0 | 0 | 0 | 0 | 0 | 0 | 0 | 0 | 0 | 0 | 0 | 0 | 0 | 0 | 0 | 0 | 0 | 0 | 0 | 0 | 0 | 0 | 0 | 0 | 0 | 0 | 0 | 0 | 0 | 0 | 0 | 0 | 0 | 0 | 0 | 0 | 0 | 0 | 0 | 0 | 0 | 0 | 0 | 0 | 0 | 0 | 0 | 0 | 0 | 0 | 0 | 0 | 0 | 0 | 0 | 0 | 0 | 0 | 0 | 0 | 0 | 0 | 0 | 0 | 0
Residential | Multi-CFL Fixture | 0 | 0 | 0 | 0 | 0 | 0 | 0 | 0 | 0 | 0 |  | n/a | n/a | n/a | n/a | n/a | 0 | 0 | 0 | 0 | 0 | 0 | 0 | 0 | 0 | 0 | 0 | 0 | 0 | 0 | 0 | 0 | 0 | 0 | 0 | 0 | 0 | 0 | 0 | 0 | 0 | 0 | 0 | 0 | 0 | 0 | 0 | 0 | 0 | 0 | 0 | 0 | 0 | 0 | 0 | 0 | 0 | 0 | 0 | 0 | 0 | 0 | 0 | 0 | 0 | 0 | 0 | 0 | 0 | 0 | 0 | 0 | 0 | 0 | 0 | 0 | 0 | 0 | 0 | 0 | 0 | 0 | 0 | 0 | 0 | 0 | 0 | 0 | 0
Residential | Indirect Fixture | 0 | 0 | 0 | 0 | 0 | 0 | 0 | 0 | 0 | 0 |  | n/a | n/a | n/a | n/a | n/a | 0 | 0 | 0 | 0 | 0 | 0 | 0 | 0 | 0 | 0 | 0 | 0 | 0 | 0 | 0 | 0 | 0 | 0 | 0 | 0 | 0 | 0 | 0 | 0 | 0 | 0 | 0 | 0 | 0 | 0 | 0 | 0 | 0 | 0 | 0 | 0 | 0 | 0 | 0 | 0 | 0 | 0 | 0 | 0 | 0 | 0 | 0 | 0 | 0 | 0 | 0 | 0 | 0 | 0 | 0 | 0 | 0 | 0 | 0 | 0 | 0 | 0 | 0 | 0 | 0 | 0 | 0 | 0 | 0 | 0 | 0 | 0 | 0
Residential | Ceiling Mount Occupancy | 0 | 8 | 0 | 0 | 0 | 0 | 0 | 125 | 0 | 0 |  | n/a | n/a | n/a | n/a | n/a | 0 | 0 | 0 | 0 | 0 | 0 | 0 | 0 | 0 | 0 | 0 | 0 | 0 | 0 | 0 | 0 | 0 | 0 | 0 | 0 | 0 | 0 | 0 | 0 | 0 | 0 | 0 | 0 | 0 | 0 | 0 | 0 | 0 | 0 | 0 | 0 | 0 | 0 | 0 | 0 | 0 | 0 | 0 | 0 | 0 | 0 | 0 | 0 | 0 | 0 | 0 | 0 | 0 | 0 | 0 | 0 | 0 | 0 | 0 | 0 | 0 | 0 | 0 | 0 | 0 | 0 | 0 | 0 | 0 | 0 | 0 | 0 | 0
Residential | Wall Mount Occupancy | 16 | 8 | 0 | 6077.5083 | 0 | 0.19409 | 0 | 55 | 0 | 192 |  | 1.7923 | 8.2148 | 2.2694 | 6.1894 | 0.28958 | 1577.2411 | 419.8646 | 5254.6824 | 0 | 192 | 880 | 248.5387 | 252.2667 | 256.0507 | 259.8915 | 263.7899 | 267.7467 | 271.7629 | 275.8394 | 0 | 0 | 0 | 0 | 0 | 0 | 0 | 0 | 0 | 0 | 0 | 69.2836 | 69.2836 | 69.2836 | 69.2836 | 69.2836 | 69.2836 | 69.2836 | 69.2836 | 0 | 0 | 0 | 0 | 0 | 0 | 0 | 0 | 0 | 0 | 0 | 828.0229 | 840.4433 | 853.0499 | 865.8457 | 878.8334 | 892.0159 | 905.3961 | 918.977 | 0 | 0 | 0 | 0 | 0 | 0 | 0 | 0 | 0 | 0 | 0 | 880 | 0 | 0 | 0 | 0 | 0 | 0 | 0 | 0 | 0
Residential | Fixture Mount Occupancy | 16 | 8 | 0 | 6077.5083 | 0 | 0.19409 | 0 | 55 | 0 | 192 |  | 1.7923 | 8.2148 | 2.2694 | 6.1894 | 0.28958 | 1577.2411 | 419.8646 | 5254.6824 | 0 | 192 | 880 | 248.5387 | 252.2667 | 256.0507 | 259.8915 | 263.7899 | 267.7467 | 271.7629 | 275.8394 | 0 | 0 | 0 | 0 | 0 | 0 | 0 | 0 | 0 | 0 | 0 | 69.2836 | 69.2836 | 69.2836 | 69.2836 | 69.2836 | 69.2836 | 69.2836 | 69.2836 | 0 | 0 | 0 | 0 | 0 | 0 | 0 | 0 | 0 | 0 | 0 | 828.0229 | 840.4433 | 853.0499 | 865.8457 | 878.8334 | 892.0159 | 905.3961 | 918.977 | 0 | 0 | 0 | 0 | 0 | 0 | 0 | 0 | 0 | 0 | 0 | 880 | 0 | 0 | 0 | 0 | 0 | 0 | 0 | 0 | 0
Residential | Fixture Mount Photo Sensor | 0 | 8 | 0 | 0 | 0 | 0 | 0 | 65 | 0 | 0 |  | n/a | n/a | n/a | n/a | n/a | 0 | 0 | 0 | 0 | 0 | 0 | 0 | 0 | 0 | 0 | 0 | 0 | 0 | 0 | 0 | 0 | 0 | 0 | 0 | 0 | 0 | 0 | 0 | 0 | 0 | 0 | 0 | 0 | 0 | 0 | 0 | 0 | 0 | 0 | 0 | 0 | 0 | 0 | 0 | 0 | 0 | 0 | 0 | 0 | 0 | 0 | 0 | 0 | 0 | 0 | 0 | 0 | 0 | 0 | 0 | 0 | 0 | 0 | 0 | 0 | 0 | 0 | 0 | 0 | 0 | 0 | 0 | 0 | 0 | 0 | 0 | 0 | 0
Residential | Exit Sign | 128 | 15 | 0 | 73866.8317 | 0 | 8.3144 | 0 | 25 | 0 | 768 |  | 9.3585 | 38.9937 | 11.6891 | 30.5113 | 0.30672 | 29947.1238 | 7458.0987 | 96868.2735 | 0 | 768 | 3200 | 3111.2852 | 3157.9545 | 3205.3238 | 3253.4037 | 3302.2048 | 3351.7378 | 3402.0139 | 3453.0441 | 3504.8398 | 3557.4124 | 3610.7735 | 3664.9351 | 3719.9092 | 3775.7078 | 3832.3434 | 0 | 0 | 0 | 0 | 842.0819 | 842.0819 | 842.0819 | 842.0819 | 842.0819 | 842.0819 | 842.0819 | 842.0819 | 842.0819 | 842.0819 | 842.0819 | 842.0819 | 842.0819 | 842.0819 | 842.0819 | 0 | 0 | 0 | 0 | 10063.899 | 10214.8575 | 10368.0804 | 10523.6016 | 10681.4556 | 10841.6774 | 11004.3026 | 11169.3671 | 11336.9076 | 11506.9612 | 11679.5657 | 11854.7592 | 12032.5805 | 12213.0692 | 12396.2653 | 0 | 0 | 0 | 0 | 3200 | 0 | 0 | 0 | 0 | 0 | 0 | 0 | 0 | 0
C&I | HVAC | [9 empty] | 7400 | 5032 | 1.5871 | 4.0178 | 1.9831 | 5.0447 | 0.36087 | 49949.896 | 12463.143 | 125982.0736 | 5032 | 7400 | 26440 | 5189.4257 | 5267.2671 | 5346.2761 | 5426.4702 | 5507.8673 | 5590.4853 | 5674.3426 | 5759.4577 | 5845.8496 | 5933.5373 | 6022.5404 | 6112.8785 | 6204.5717 | 6297.6403 | 6392.1049 | 0 | 0 | 0 | 0 | 1407.1934 | 1407.1934 | 1407.1934 | 1407.1934 | 1407.1934 | 1407.1934 | 1407.1934 | 1407.1934 | 1407.1934 | 1407.1934 | 1407.1934 | 1407.1934 | 1407.1934 | 1407.1934 | 1407.1934 | 0 | 0 | 0 | 0 | 13088.6081 | 13284.9372 | 13484.2112 | 13686.4744 | 13891.7715 | 14100.1481 | 14311.6503 | 14526.3251 | 14744.22 | 14965.3833 | 15189.864 | 15417.712 | 15648.9776 | 15883.7123 | 16121.968 | 0 | 0 | 0 | 0 | 26440 | 0 | 0 | 0 | 0 | 0 | 0 | 0 | 0 | 0
C&I | Split Package Heat Pump | 4 | 15 | 0 | 8294.5509 | 0 | 1.2605 | 0 | 370 | 0 | 1000 |  | 2.3045 | 3.4106 | 2.8703 | 6.3956 | 0.36032 | 3410.6061 | 837.4744 | 8465.5018 | 0 | 1000 | 1480 | 354.3368 | 359.6519 | 365.0466 | 370.5223 | 376.0802 | 381.7214 | 387.4472 | 393.2589 | 399.1578 | 405.1452 | 411.2223 | 417.3907 | 423.6515 | 430.0063 | 436.4564 | 0 | 0 | 0 | 0 | 94.5579 | 94.5579 | 94.5579 | 94.5579 | 94.5579 | 94.5579 | 94.5579 | 94.5579 | 94.5579 | 94.5579 | 94.5579 | 94.5579 | 94.5579 | 94.5579 | 94.5579 | 0 | 0 | 0 | 0 | 879.5032 | 892.6957 | 906.0862 | 919.6775 | 933.4726 | 947.4747 | 961.6868 | 976.1121 | 990.7538 | 1005.6151 | 1020.6994 | 1036.0098 | 1051.55 | 1067.3232 | 1083.3331 | 0 | 0 | 0 | 0 | 1480 | 0 | 0 | 0 | 0 | 0 | 0 | 0 | 0 | 0
C&I | Single System Heat Pump | 8 | 15 | 0 | 7594.756 | 0 | 2.5211 | 0 | 370 | 0 | 2000 |  | 1.1226 | 1.6614 | 1.3816 | 3.2944 | 0.34076 | 3322.8251 | 766.8183 | 7751.2841 | 0 | 2000 | 2960 | 345.217 | 350.3953 | 355.6512 | 360.986 | 366.4008 | 371.8968 | 377.4752 | 383.1374 | 388.8844 | 394.7177 | 400.6384 | 406.648 | 412.7477 | 418.939 | 425.223 | 0 | 0 | 0 | 0 | 86.5802 | 86.5802 | 86.5802 | 86.5802 | 86.5802 | 86.5802 | 86.5802 | 86.5802 | 86.5802 | 86.5802 | 86.5802 | 86.5802 | 86.5802 | 86.5802 | 86.5802 | 0 | 0 | 0 | 0 | 805.3012 | 817.3807 | 829.6415 | 842.0861 | 854.7174 | 867.5381 | 880.5512 | 893.7595 | 907.1659 | 920.7734 | 934.585 | 948.6037 | 962.8328 | 977.2753 | 991.9344 | 0 | 0 | 0 | 0 | 2960 | 0 | 0 | 0 | 0 | 0 | 0 | 0 | 0 | 0
C&I | Geothermal Heat Pump | 4 | 15 | 0 | 93027.1602 | 0 | 8.7792 | 0 | 4100 | 0 | 2800 |  | 2.2846 | 13.3813 | 2.8573 | 5.96 | 0.38332 | 37467.6088 | 9392.656 | 94944.4516 | 0 | 2800 | 16400 | 3892.6081 | 3950.9973 | 4010.2622 | 4070.4162 | 4131.4724 | 4193.4445 | 4256.3462 | 4320.1914 | 4384.9942 | 4450.7691 | 4517.5307 | 4585.2936 | 4654.073 | 4723.8841 | 4794.7424 | 0 | 0 | 0 | 0 | 1060.5096 | 1060.5096 | 1060.5096 | 1060.5096 | 1060.5096 | 1060.5096 | 1060.5096 | 1060.5096 | 1060.5096 | 1060.5096 | 1060.5096 | 1060.5096 | 1060.5096 | 1060.5096 | 1060.5096 | 0 | 0 | 0 | 0 | 9864.0281 | 10011.9885 | 10162.1684 | 10314.6009 | 10469.3199 | 10626.3597 | 10785.7551 | 10947.5414 | 11111.7545 | 11278.4309 | 11447.6073 | 11619.3214 | 11793.6112 | 11970.5154 | 12150.0731 | 0 | 0 | 0 | 0 | 16400 | 0 | 0 | 0 | 0 | 0 | 0 | 0 | 0 | 0
C&I | Heat Pump Water Heater | 8 | 15 | 0 | 14521.5469 | 0 | 0.68795 | 0 | 700 | 0 | 1600 |  | 1.0266 | 3.593 | 1.2884 | 2.9323 | 0.3501 | 5748.856 | 1466.1943 | 14820.8362 | 0 | 1600 | 5600 | 597.2637 | 606.2227 | 615.316 | 624.5458 | 633.914 | 643.4227 | 653.074 | 662.8701 | 672.8132 | 682.9054 | 693.1489 | 703.5462 | 714.0994 | 724.8109 | 735.683 | 0 | 0 | 0 | 0 | 165.5456 | 165.5456 | 165.5456 | 165.5456 | 165.5456 | 165.5456 | 165.5456 | 165.5456 | 165.5456 | 165.5456 | 165.5456 | 165.5456 | 165.5456 | 165.5456 | 165.5456 | 0 | 0 | 0 | 0 | 1539.7755 | 1562.8722 | 1586.3153 | 1610.11 | 1634.2616 | 1658.7756 | 1683.6572 | 1708.9121 | 1734.5457 | 1760.5639 | 1786.9724 | 1813.777 | 1840.9836 | 1868.5984 | 1896.6274 | 0 | 0 | 0 | 0 | 5600 | 0 | 0 | 0 | 0 | 0 | 0 | 0 | 0 | 0
C&I | Motors | [9 empty] | 500 | 340 | 0.89438 | 1.5865 | 1.1083 | 3.236 | 0.32812 | 1332.6244 | 318.6882 | 3221.4181 | 340 | 500 | 1150 | 138.4498 | 140.5266 | 142.6345 | 144.774 | 146.9456 | 149.1498 | 151.387 | 153.6579 | 155.9627 | 158.3022 | 160.6767 | 163.0868 | 165.5331 | 168.0161 | 170.5364 | 0 | 0 | 0 | 0 | 35.9826 | 35.9826 | 35.9826 | 35.9826 | 35.9826 | 35.9826 | 35.9826 | 35.9826 | 35.9826 | 35.9826 | 35.9826 | 35.9826 | 35.9826 | 35.9826 | 35.9826 | 0 | 0 | 0 | 0 | 334.6816 | 339.7018 | 344.7973 | 349.9693 | 355.2188 | 360.5471 | 365.9553 | 371.4446 | 377.0163 | 382.6716 | 388.4116 | 394.2378 | 400.1514 | 406.1537 | 412.246 | 0 | 0 | 0 | 0 | 1150 | 0 | 0 | 0 | 0 | 0 | 0 | 0 | 0 | 0
C&I | ODC Motor | 5 | 15 | 0 | 1851.7344 | 0 | 0.42085 | 0 | 115 | 0 | 250 |  | 1.3597 | 3.1272 | 1.6848 | 3.7216 | 0.36535 | 781.8063 | 186.9637 | 1889.8986 | 0 | 250 | 575 | 81.2239 | 82.4423 | 83.6789 | 84.9341 | 86.2081 | 87.5012 | 88.8137 | 90.1459 | 91.4981 | 92.8706 | 94.2637 | 95.6776 | 97.1128 | 98.5695 | 100.048 | 0 | 0 | 0 | 0 | 21.1098 | 21.1098 | 21.1098 | 21.1098 | 21.1098 | 21.1098 | 21.1098 | 21.1098 | 21.1098 | 21.1098 | 21.1098 | 21.1098 | 21.1098 | 21.1098 | 21.1098 | 0 | 0 | 0 | 0 | 196.3465 | 199.2917 | 202.2811 | 205.3153 | 208.395 | 211.521 | 214.6938 | 217.9142 | 221.1829 | 224.5007 | 227.8682 | 231.2862 | 234.7555 | 238.2768 | 241.851 | 0 | 0 | 0 | 0 | 575 | 0 | 0 | 0 | 0 | 0 | 0 | 0 | 0 | 0
C&I | TEFC Motor | 5 | 15 | 0 | 1304.631 | 0 | 0.29651 | 0 | 115 | 0 | 250 |  | 0.95794 | 2.2033 | 1.187 | 2.7505 | 0.34828 | 550.8181 | 131.7244 | 1331.5195 | 0 | 250 | 575 | 57.2259 | 58.0843 | 58.9556 | 59.8399 | 60.7375 | 61.6486 | 62.5733 | 63.5119 | 64.4646 | 65.4316 | 66.413 | 67.4092 | 68.4204 | 69.4467 | 70.4884 | 0 | 0 | 0 | 0 | 14.8728 | 14.8728 | 14.8728 | 14.8728 | 14.8728 | 14.8728 | 14.8728 | 14.8728 | 14.8728 | 14.8728 | 14.8728 | 14.8728 | 14.8728 | 14.8728 | 14.8728 | 0 | 0 | 0 | 0 | 138.3351 | 140.4101 | 142.5162 | 144.654 | 146.8238 | 149.0261 | 151.2615 | 153.5305 | 155.8334 | 158.1709 | 160.5435 | 162.9516 | 165.3959 | 167.8768 | 170.395 | 0 | 0 | 0 | 0 | 575 | 0 | 0 | 0 | 0 | 0 | 0 | 0 | 0 | 0

## 2016
Year | 2016
[5 empty] | Total Annual Savings | [5 empty] | Total Costs |  | B/C Ratio -- Cost Tests |  |  |  |  | Net Present Value
Sector | Program | Participation | Measure Life | Remaining Life | kWh | Ret. kWh | kW | Ret. kW | Incremental Cost per Unit | Future Avoided Cost | Incentives | Admin | TRC | Utility | Societal | Participant | RIM | Avoided Energy & Demand | Avoided Environmental Costs | Lost Revenue | Program Delivery Costs | Participant Incentives | Incremental Cost | Avoided Energy & Demand Savings | [18 empty] | Avoided Environmental Costs | [18 empty] | Participant Bill Savings | [18 empty] | Incremental Cost
[24 empty] | 2015 | 2016 | 2017 | 2018 | 2019 | 2020 | 2021 | 2022 | 2023 | 2024 | 2025 | 2026 | 2027 | 2028 | 2029 | 2030 | 2031 | 2032 | 2033 | 2015 | 2016 | 2017 | 2018 | 2019 | 2020 | 2021 | 2022 | 2023 | 2024 | 2025 | 2026 | 2027 | 2028 | 2029 | 2030 | 2031 | 2032 | 2033 | 2015 | 2016 | 2017 | 2018 | 2019 | 2020 | 2021 | 2022 | 2023 | 2024 | 2025 | 2026 | 2027 | 2028 | 2029 | 2030 | 2031 | 2032 | 2033 | 2015 | 2016 | 2017 | 2018 | 2019 | 2020 | 2021 | 2022 | 2023 | 2024
| Total Portfolio | [11 empty] | 2.17 | 3.3852 | 2.6822 | 9.3425 | 0.31747 | 2808754.3157 | 663070.429 | 8017460.4071 | 389049.5797 | 440660.6027 | 905333.4421 | 0 | 332490.2235 | 337477.5768 | 342504.8327 | 347642.4052 | 352857.0413 | 334309.2242 | 339323.8625 | 344413.7205 | 334761.8627 | 337827.787 | 327515.143 | 332427.8702 | 337414.2882 | 337654.4193 | 342719.2356 | 138565.2495 | 28248.9187 | 28672.6525 | 0 | 85369.7542 | 85369.7542 | 85360.7239 | 85360.7239 | 85360.7239 | 79435.5867 | 79435.5867 | 79435.5867 | 76013.7117 | 75556.3748 | 72016.5907 | 72016.5907 | 72016.5907 | 70997.5419 | 70997.5419 | 28239.8673 | 5520.3818 | 5520.3818 | 0 | 955435.2152 | 969766.7434 | 984200.3922 | 998963.398 | 1013947.849 | 951727.5389 | 966003.452 | 980493.5037 | 948441.3405 | 956324.758 | 920836.841 | 934649.3936 | 948669.1345 | 947897.7803 | 962116.247 | 428283.4336 | 84977.4664 | 86252.1284 | 0 | 1004698.7676 | 0 | 0 | 0 | 0 | 0 | 0 | -34981.4703 | 0
| Residential Programs | [10 empty] | 215734.575 | 1.0843 | 1.5178 | 1.3457 | 7.3874 | 0.26477 | 417005.2133 | 100544.9491 | 1300238.3013 | 198212.5827 | 76534.3624 | 186368.907 | 0 | 63919.6383 | 64878.4329 | 65816.7016 | 66803.9521 | 67806.0114 | 44982.4288 | 45657.1653 | 46342.0227 | 38286.4863 | 36905.2799 | 22078.7984 | 22409.9804 | 22746.1301 | 23087.322 | 23433.6318 | 17934.7738 | 18203.7954 | 18476.8524 | 0 | 16625.7319 | 16625.7319 | 16616.7016 | 16616.7016 | 16616.7016 | 10691.5644 | 10691.5644 | 10691.5644 | 8662.7264 | 8205.3895 | 4665.6054 | 4665.6054 | 4665.6054 | 4665.6054 | 4665.6054 | 3489.8607 | 3489.8607 | 3489.8607 | 0 | 201678.11 | 204703.2816 | 207660.9784 | 210775.8931 | 213937.5315 | 139717.0666 | 141812.8226 | 143940.015 | 118375.2546 | 113807.6808 | 65682.0076 | 66667.2377 | 67667.2463 | 68682.255 | 69712.4888 | 52926.9308 | 53720.8347 | 54526.6473 | 0 | 222177.7676 | 0 | 0 | 0 | 0 | 0 | 0 | -34981.4703 | 0
Residential | Residential Lighting | [9 empty] | 25600 | 14955.2 | 1.0222 | 1.5981 | 1.279 | 4.8473 | 0.25944 | 59545.9547 | 14961.8166 | 192255.6238 | 13740.5366 | 23520.7644 | 44514.8842 | 0 | 8697.5001 | 8827.9626 | 8960.382 | 9094.7878 | 9231.2096 | 9369.6777 | 9510.2229 | 9652.8762 | 9797.6694 | 9944.6344 | 0 | 0 | 0 | 0 | 0 | 0 | 0 | 0 | 0 | 2314.9587 | 2314.9587 | 2314.9587 | 2314.9587 | 2314.9587 | 2314.9587 | 2314.9587 | 2314.9587 | 2314.9587 | 2314.9587 | 0 | 0 | 0 | 0 | 0 | 0 | 0 | 0 | 0 | 28081.5601 | 28502.7835 | 28930.3253 | 29364.2802 | 29804.7444 | 30251.8155 | 30705.5928 | 31166.1767 | 31633.6693 | 32108.1744 | 0 | 0 | 0 | 0 | 0 | 0 | 0 | 0 | 0 | 48450 | 0 | 0 | 0 | 0 | 0 | 0 | 0 | 0
Residential | LED | 4000 | 10 | 0 | 160472.8524 | 0 | 18.8681 | 0 | 10 | 0 | 20000 |  | 1.2804 | 2.5607 | 1.6021 | 4.634 | 0.2763 | 47054.558 | 11823.5395 | 151929.5437 | 0 | 18375.5972 | 36751.1944 | 0 | 6872.961 | 6976.0554 | 7080.6962 | 7186.9067 | 7294.7103 | 7404.1309 | 7515.1929 | 7627.9208 | 7742.3396 | 7858.4747 | 0 | 0 | 0 | 0 | 0 | 0 | 0 | 0 | 0 | 1829.3905 | 1829.3905 | 1829.3905 | 1829.3905 | 1829.3905 | 1829.3905 | 1829.3905 | 1829.3905 | 1829.3905 | 1829.3905 | 0 | 0 | 0 | 0 | 0 | 0 | 0 | 0 | 0 | 22191.3853 | 22524.256 | 22862.1199 | 23205.0517 | 23553.1275 | 23906.4244 | 24265.0207 | 24628.996 | 24998.431 | 25373.4075 | 0 | 0 | 0 | 0 | 0 | 0 | 0 | 0 | 0 | 40000 | 0 | 0 | 0 | 0 | 0 | 0 | 0 | 0
Residential | ENERGY STAR Fixture | 550 | 9.4 | 0 | 41807.401 | 0 | 4.9156 | 0 | 15 | 0 | 5500 |  | 1.6173 | 2.4259 | 2.0237 | 5.8886 | 0.27465 | 12258.9506 | 3080.3432 | 39581.6443 | 0 | 5053.2892 | 7579.9338 | 0 | 1790.5872 | 1817.446 | 1844.7077 | 1872.3783 | 1900.464 | 1928.9709 | 1957.9055 | 1987.2741 | 2017.0832 | 2047.3395 | 0 | 0 | 0 | 0 | 0 | 0 | 0 | 0 | 0 | 476.6044 | 476.6044 | 476.6044 | 476.6044 | 476.6044 | 476.6044 | 476.6044 | 476.6044 | 476.6044 | 476.6044 | 0 | 0 | 0 | 0 | 0 | 0 | 0 | 0 | 0 | 5781.4398 | 5868.1614 | 5956.1839 | 6045.5266 | 6136.2095 | 6228.2527 | 6321.6765 | 6416.5016 | 6512.7491 | 6610.4404 | 0 | 0 | 0 | 0 | 0 | 0 | 0 | 0 | 0 | 8250 | 0 | 0 | 0 | 0 | 0 | 0 | 0 | 0
Residential | Advanced Power Strip | 10 | 10 | 0 | 786.297 | 0 | 0.1103 | 0 | 20 | 0 | 100 |  | 1.265 | 2.5299 | 1.5802 | 4.5512 | 0.27794 | 232.4461 | 57.9339 | 744.4359 | 0 | 91.878 | 183.756 | 0 | 33.9519 | 34.4612 | 34.9781 | 35.5028 | 36.0353 | 36.5759 | 37.1245 | 37.6814 | 38.2466 | 38.8203 | 0 | 0 | 0 | 0 | 0 | 0 | 0 | 0 | 0 | 8.9638 | 8.9638 | 8.9638 | 8.9638 | 8.9638 | 8.9638 | 8.9638 | 8.9638 | 8.9638 | 8.9638 | 0 | 0 | 0 | 0 | 0 | 0 | 0 | 0 | 0 | 108.735 | 110.3661 | 112.0215 | 113.7019 | 115.4074 | 117.1385 | 118.8956 | 120.679 | 122.4892 | 124.3265 | 0 | 0 | 0 | 0 | 0 | 0 | 0 | 0 | 0 | 200 | 0 | 0 | 0 | 0 | 0 | 0 | 0 | 0
Residential | Appliance Recycling | [9 empty] | 4000 | 9230 | 1.6641 | 2.0968 | 2.0876 | 12.5911 | 0.26956 | 25486.9931 | 6486.2202 | 82393.8722 | 8480.3381 | 3675.1194 | 6835.7222 | 0 | 4371.2237 | 4436.792 | 4503.3439 | 4570.894 | 4639.4575 | 4709.0493 | 4779.6851 | 4851.3803 | 0 | 0 | 0 | 0 | 0 | 0 | 0 | 0 | 0 | 0 | 0 | 1164.9341 | 1164.9341 | 1164.9341 | 1164.9341 | 1164.9341 | 1164.9341 | 1164.9341 | 1164.9341 | 0 | 0 | 0 | 0 | 0 | 0 | 0 | 0 | 0 | 0 | 0 | 14131.2097 | 14343.1778 | 14558.3255 | 14776.7004 | 14998.3509 | 15223.3261 | 15451.676 | 15683.4512 | 0 | 0 | 0 | 0 | 0 | 0 | 0 | 0 | 0 | 0 | 0 | 7440 | 0 | 0 | 0 | 0 | 0 | 0 | 0 | 0
Residential | Refrigerator Recycle | 50 | 8 | 0 | 67479.15 | 0 | 7.7031 | 0 | 93 | 0 | 2500 |  | 3.9394 | 7.3272 | 4.9419 | 13.2728 | 0.2968 | 16830.2941 | 4283.1649 | 54408.6584 | 0 | 2296.9497 | 4272.3264 | 0 | 2886.5304 | 2929.8283 | 2973.7758 | 3018.3824 | 3063.6581 | 3109.613 | 3156.2572 | 3203.6011 | 0 | 0 | 0 | 0 | 0 | 0 | 0 | 0 | 0 | 0 | 0 | 769.2623 | 769.2623 | 769.2623 | 769.2623 | 769.2623 | 769.2623 | 769.2623 | 769.2623 | 0 | 0 | 0 | 0 | 0 | 0 | 0 | 0 | 0 | 0 | 0 | 9331.5211 | 9471.494 | 9613.5664 | 9757.7699 | 9904.1364 | 10052.6985 | 10203.4889 | 10356.5413 | 0 | 0 | 0 | 0 | 0 | 0 | 0 | 0 | 0 | 0 | 0 | 4650 | 0 | 0 | 0 | 0 | 0 | 0 | 0 | 0
Residential | Recycle and Replace - ENERGY STAR Refrigerator | 0 | 12 | 4 | 0 | 0 | 0 | 0 | 451 | 390 | 0 |  | n/a | n/a | n/a | n/a | n/a | 0 | 0 | 0 | 0 | 0 | 0 | 0 | 0 | 0 | 0 | 0 | 0 | 0 | 0 | 0 | 0 | 0 | 0 | 0 | 0 | 0 | 0 | 0 | 0 | 0 | 0 | 0 | 0 | 0 | 0 | 0 | 0 | 0 | 0 | 0 | 0 | 0 | 0 | 0 | 0 | 0 | 0 | 0 | 0 | 0 | 0 | 0 | 0 | 0 | 0 | 0 | 0 | 0 | 0 | 0 | 0 | 0 | 0 | 0 | 0 | 0 | 0 | 0 | 0 | 0 | 0 | 0 | 0 | 0 | 0 | 0 | 0 | 0
Residential | Freezer Recycle | 30 | 8 | 0 | 34708.05 | 0 | 3.9621 | 0 | 93 | 0 | 1500 |  | 3.377 | 6.2813 | 4.2365 | 11.4549 | 0.29481 | 8656.699 | 2203.0553 | 27985.2138 | 0 | 1378.1698 | 2563.3958 | 0 | 1484.6933 | 1506.9637 | 1529.5681 | 1552.5117 | 1575.7993 | 1599.4363 | 1623.4279 | 1647.7793 | 0 | 0 | 0 | 0 | 0 | 0 | 0 | 0 | 0 | 0 | 0 | 395.6718 | 395.6718 | 395.6718 | 395.6718 | 395.6718 | 395.6718 | 395.6718 | 395.6718 | 0 | 0 | 0 | 0 | 0 | 0 | 0 | 0 | 0 | 0 | 0 | 4799.6885 | 4871.6839 | 4944.7591 | 5018.9305 | 5094.2145 | 5170.6277 | 5248.1871 | 5326.9099 | 0 | 0 | 0 | 0 | 0 | 0 | 0 | 0 | 0 | 0 | 0 | 2790 | 0 | 0 | 0 | 0 | 0 | 0 | 0 | 0
Residential | High Efficiency HVAC | [9 empty] | 53700 | 17908.95 | 1.1293 | 2.6 | 1.3839 | 4.1537 | 0.29632 | 171058.6375 | 38558.8837 | 511483.9613 | 16454.3826 | 49338.4785 | 135018.3006 | 0 | 19034.6234 | 19320.1428 | 19609.9449 | 19904.0941 | 20202.6555 | 20505.6953 | 20813.2808 | 21125.48 | 17615.8464 | 17880.0841 | 18148.2854 | 18420.5097 | 18696.8173 | 18977.2696 | 19261.9286 | 17934.7738 | 18203.7954 | 18476.8524 | 0 | 4705.726 | 4705.726 | 4705.726 | 4705.726 | 4705.726 | 4705.726 | 4705.726 | 4705.726 | 3841.822 | 3841.822 | 3841.822 | 3841.822 | 3841.822 | 3841.822 | 3841.822 | 3489.8607 | 3489.8607 | 3489.8607 | 0 | 57082.7153 | 57938.956 | 58808.0404 | 59690.161 | 60585.5134 | 61494.2961 | 62416.7105 | 63352.9612 | 52498.098 | 53285.5694 | 54084.853 | 54896.1258 | 55719.5676 | 56555.3612 | 57403.6916 | 52926.9308 | 53720.8347 | 54526.6473 | 0 | 166287.7676 | 0 | 0 | 0 | 0 | 0 | 0 | -34981.4703 | 0
Residential | Heat Pump SEER 15 | 60 | 18 | 0 | 30078.525 | 0 | 30.9646 | 0 | 293.8082 | 0 | 13500 |  | 1.0299 | 1.3448 | 1.2172 | 3.2689 | 0.31505 | 16680.612 | 3034.5684 | 40542.2696 | 0 | 12403.5281 | 16196.7061 | 0 | 1711.3676 | 1737.0381 | 1763.0937 | 1789.5401 | 1816.3832 | 1843.6289 | 1871.2833 | 1899.3526 | 1927.8429 | 1956.7605 | 1986.1119 | 2015.9036 | 2046.1422 | 2076.8343 | 2107.9868 | 2139.6066 | 2171.7007 | 2204.2762 | 0 | 342.8952 | 342.8952 | 342.8952 | 342.8952 | 342.8952 | 342.8952 | 342.8952 | 342.8952 | 342.8952 | 342.8952 | 342.8952 | 342.8952 | 342.8952 | 342.8952 | 342.8952 | 342.8952 | 342.8952 | 342.8952 | 0 | 4159.4832 | 4221.8755 | 4285.2036 | 4349.4817 | 4414.7239 | 4480.9447 | 4548.1589 | 4616.3813 | 4685.627 | 4755.9114 | 4827.2501 | 4899.6588 | 4973.1537 | 5047.751 | 5123.4673 | 5200.3193 | 5278.3241 | 5357.499 | 0 | 17628.4949 | 0 | 0 | 0 | 0 | 0 | 0 | 0 | 0
Residential | Early Retirement Heat Pump SEER 15 | 8 | 18 | 8 | 4010.47 | 27546.7917 | 4.1286 | 15.7693 | 2480.1501 | 2186.3419 | 4800 |  | 0.95206 | 2.018 | 1.1552 | 3.0802 | 0.30909 | 8899.7659 | 1898.5513 | 24383.0488 | 0 | 4410.1433 | 9347.9204 | 0 | 1373.1157 | 1393.7125 | 1414.6181 | 1435.8374 | 1457.375 | 1479.2356 | 1501.4241 | 1523.9455 | 257.0457 | 260.9014 | 264.8149 | 268.7871 | 272.819 | 276.9112 | 281.0649 | 285.2809 | 289.5601 | 293.9035 | 0 | 314.0334 | 314.0334 | 314.0334 | 314.0334 | 314.0334 | 314.0334 | 314.0334 | 314.0334 | 45.7194 | 45.7194 | 45.7194 | 45.7194 | 45.7194 | 45.7194 | 45.7194 | 45.7194 | 45.7194 | 45.7194 | 0 | 3809.3762 | 3866.5169 | 3924.5146 | 3983.3823 | 4043.1331 | 4103.7801 | 4165.3368 | 4227.8168 | 624.7503 | 634.1215 | 643.6333 | 653.2878 | 663.0872 | 673.0335 | 683.129 | 693.3759 | 703.7765 | 714.3332 | 0 | 19841.2011 | 0 | 0 | 0 | 0 | 0 | 0 | -17490.7351 | 0
Residential | Heat Pump SEER 15 Replace Electric Furnace | 8 | 18 | 0 | 130719.505 | 0 | 46.7291 | 0 | 4554 | 0 | 12000 |  | 1.7711 | 5.3771 | 2.1651 | 5.5932 | 0.31666 | 59284.9531 | 13188.0562 | 176194.3251 | 0 | 11025.3583 | 33472.9879 | 0 | 6082.4115 | 6173.6477 | 6266.2524 | 6360.2462 | 6455.6499 | 6552.4846 | 6650.7719 | 6750.5335 | 6851.7915 | 6954.5684 | 7058.8869 | 7164.7702 | 7272.2417 | 7381.3254 | 7492.0452 | 7604.4259 | 7718.4923 | 7834.2697 | 0 | 1490.2024 | 1490.2024 | 1490.2024 | 1490.2024 | 1490.2024 | 1490.2024 | 1490.2024 | 1490.2024 | 1490.2024 | 1490.2024 | 1490.2024 | 1490.2024 | 1490.2024 | 1490.2024 | 1490.2024 | 1490.2024 | 1490.2024 | 1490.2024 | 0 | 18076.87 | 18348.0231 | 18623.2434 | 18902.5921 | 19186.131 | 19473.9229 | 19766.0318 | 20062.5222 | 20363.4601 | 20668.912 | 20978.9457 | 21293.6298 | 21613.0343 | 21937.2298 | 22266.2883 | 22600.2826 | 22939.2868 | 23283.3761 | 0 | 36432 | 0 | 0 | 0 | 0 | 0 | 0 | 0 | 0
Residential | CAC SEER 15 | 0 | 18 | 0 | 0 | 0 | 0 | 0 | 238 | 0 | 0 |  | n/a | n/a | n/a | n/a | n/a | 0 | 0 | 0 | 0 | 0 | 0 | 0 | 0 | 0 | 0 | 0 | 0 | 0 | 0 | 0 | 0 | 0 | 0 | 0 | 0 | 0 | 0 | 0 | 0 | 0 | 0 | 0 | 0 | 0 | 0 | 0 | 0 | 0 | 0 | 0 | 0 | 0 | 0 | 0 | 0 | 0 | 0 | 0 | 0 | 0 | 0 | 0 | 0 | 0 | 0 | 0 | 0 | 0 | 0 | 0 | 0 | 0 | 0 | 0 | 0 | 0 | 0 | 0 | 0 | 0 | 0 | 0 | 0 | 0 | 0 | 0 | 0 | 0
Residential | Ductless Mini-Split AC SEER ≥19 | 10 | 18 | 0 | 3740.8602 | 0 | 7.0214 | 0 | 300 | 0 | 1500 |  | 0.9256 | 1.8512 | 1.0625 | 2.3293 | 0.39737 | 2551.2592 | 377.4087 | 5042.234 | 0 | 1378.1698 | 2756.3396 | 0 | 261.7495 | 265.6758 | 269.6609 | 273.7058 | 277.8114 | 281.9786 | 286.2083 | 290.5014 | 294.8589 | 299.2818 | 303.771 | 308.3276 | 312.9525 | 317.6468 | 322.4115 | 327.2477 | 332.1564 | 337.1387 | 0 | 42.6458 | 42.6458 | 42.6458 | 42.6458 | 42.6458 | 42.6458 | 42.6458 | 42.6458 | 42.6458 | 42.6458 | 42.6458 | 42.6458 | 42.6458 | 42.6458 | 42.6458 | 42.6458 | 42.6458 | 42.6458 | 0 | 517.3141 | 525.0738 | 532.9499 | 540.9442 | 549.0583 | 557.2942 | 565.6536 | 574.1384 | 582.7505 | 591.4918 | 600.3641 | 609.3696 | 618.5101 | 627.7878 | 637.2046 | 646.7627 | 656.4641 | 666.3111 | 0 | 3000 | 0 | 0 | 0 | 0 | 0 | 0 | 0 | 0
Residential | Ductless Mini-Split HP SEER ≥19 | 10 | 18 | 0 | 18732.576 | 0 | 8.7767 | 0 | 716 | 0 | 1500 |  | 1.339 | 6.3915 | 1.6263 | 4.0477 | 0.33081 | 8808.5384 | 1889.896 | 25249.2816 | 0 | 1378.1698 | 6578.4638 | 0 | 903.7227 | 917.2785 | 931.0377 | 945.0032 | 959.1783 | 973.566 | 988.1694 | 1002.992 | 1018.0369 | 1033.3074 | 1048.807 | 1064.5391 | 1080.5072 | 1096.7148 | 1113.1656 | 1129.863 | 1146.811 | 1164.0132 | 0 | 213.5514 | 213.5514 | 213.5514 | 213.5514 | 213.5514 | 213.5514 | 213.5514 | 213.5514 | 213.5514 | 213.5514 | 213.5514 | 213.5514 | 213.5514 | 213.5514 | 213.5514 | 213.5514 | 213.5514 | 213.5514 | 0 | 2590.4806 | 2629.3378 | 2668.7779 | 2708.8095 | 2749.4417 | 2790.6833 | 2832.5436 | 2875.0317 | 2918.1572 | 2961.9296 | 3006.3585 | 3051.4539 | 3097.2257 | 3143.6841 | 3190.8393 | 3238.7019 | 3287.2824 | 3336.5917 | 0 | 7160 | 0 | 0 | 0 | 0 | 0 | 0 | 0 | 0
Residential | Heat Pump Water Heater | 15 | 15 | 0 | 27227.9004 | 0 | 1.2899 | 0 | 700 | 0 | 3000 |  | 1.042 | 3.6469 | 1.3038 | 3.7373 | 0.2788 | 10052.179 | 2525.8309 | 33298.4294 | 0 | 2756.3396 | 9647.1885 | 0 | 1136.6675 | 1153.7176 | 1171.0233 | 1188.5887 | 1206.4175 | 1224.5138 | 1242.8815 | 1261.5247 | 1280.4476 | 1299.6543 | 1319.1491 | 1338.9363 | 1359.0204 | 1379.4057 | 1400.0968 | 0 | 0 | 0 | 0 | 310.3981 | 310.3981 | 310.3981 | 310.3981 | 310.3981 | 310.3981 | 310.3981 | 310.3981 | 310.3981 | 310.3981 | 310.3981 | 310.3981 | 310.3981 | 310.3981 | 310.3981 | 0 | 0 | 0 | 0 | 3765.2775 | 3821.7567 | 3879.0831 | 3937.2693 | 3996.3283 | 4056.2733 | 4117.1174 | 4178.8741 | 4241.5572 | 4305.1806 | 4369.7583 | 4435.3047 | 4501.8343 | 4569.3618 | 4637.9022 | 0 | 0 | 0 | 0 | 10500 | 0 | 0 | 0 | 0 | 0 | 0 | 0 | 0
Residential | Electric Storage Water Heater EF 0.95 | 10 | 15 | 0 | 1317.2219 | 0 | 0.15037 | 0 | 51.06 | 0 | 500 |  | 1.0622 | 1.0847 | 1.3227 | 4.4131 | 0.24069 | 498.3015 | 122.1938 | 1610.8998 | 0 | 459.3899 | 469.129 | 0 | 56.3463 | 57.1915 | 58.0494 | 58.9201 | 59.8039 | 60.701 | 61.6115 | 62.5357 | 63.4737 | 64.4258 | 65.3922 | 66.3731 | 67.3687 | 68.3792 | 69.4049 | 0 | 0 | 0 | 0 | 15.0163 | 15.0163 | 15.0163 | 15.0163 | 15.0163 | 15.0163 | 15.0163 | 15.0163 | 15.0163 | 15.0163 | 15.0163 | 15.0163 | 15.0163 | 15.0163 | 15.0163 | 0 | 0 | 0 | 0 | 182.1553 | 184.8876 | 187.6609 | 190.4758 | 193.333 | 196.233 | 199.1765 | 202.1641 | 205.1966 | 208.2745 | 211.3986 | 214.5696 | 217.7882 | 221.055 | 224.3708 | 0 | 0 | 0 | 0 | 510.6 | 0 | 0 | 0 | 0 | 0 | 0 | 0 | 0
Residential | Electric Storage Water Heater EF >0.95 | 10 | 15 | 0 | 2328.6815 | 0 | 0.26583 | 0 | 51.06 | 0 | 700 |  | 1.8778 | 1.3697 | 2.3383 | 7.4415 | 0.25234 | 880.934 | 216.0231 | 2847.8669 | 0 | 643.1459 | 469.129 | 0 | 99.6131 | 101.1073 | 102.6239 | 104.1633 | 105.7258 | 107.3116 | 108.9213 | 110.5551 | 112.2135 | 113.8967 | 115.6051 | 117.3392 | 119.0993 | 120.8858 | 122.6991 | 0 | 0 | 0 | 0 | 26.547 | 26.547 | 26.547 | 26.547 | 26.547 | 26.547 | 26.547 | 26.547 | 26.547 | 26.547 | 26.547 | 26.547 | 26.547 | 26.547 | 26.547 | 0 | 0 | 0 | 0 | 322.0275 | 326.8579 | 331.7608 | 336.7372 | 341.7882 | 346.915 | 352.1188 | 357.4006 | 362.7616 | 368.203 | 373.726 | 379.3319 | 385.0219 | 390.7972 | 396.6592 | 0 | 0 | 0 | 0 | 510.6 | 0 | 0 | 0 | 0 | 0 | 0 | 0 | 0
Residential | Geothermal EER ≥21 | 15 | 25 | 0 | 77508.3858 | 0 | 11.9715 | 0 | 2313.6581 | 0 | 9000 |  | 1.0282 | 3.9649 | 1.2735 | 3.5357 | 0.29081 | 32786.1221 | 7819.6819 | 104472.0734 | 0 | 8269.0187 | 31886.1371 | 0 | 3363.7319 | 3414.1879 | 3465.4007 | 3517.3817 | 3570.1424 | 3623.6946 | 3678.05 | 3733.2207 | 3789.219 | 3846.0573 | 3903.7482 | 3962.3044 | 4021.739 | 4082.065 | 4143.296 | 4205.4455 | 4268.5271 | 4332.5551 | 0 | 883.5956 | 883.5956 | 883.5956 | 883.5956 | 883.5956 | 883.5956 | 883.5956 | 883.5956 | 883.5956 | 883.5956 | 883.5956 | 883.5956 | 883.5956 | 883.5956 | 883.5956 | 883.5956 | 883.5956 | 883.5956 | 0 | 10718.4388 | 10879.2154 | 11042.4036 | 11208.0397 | 11376.1603 | 11546.8027 | 11720.0047 | 11895.8048 | 12074.2419 | 12255.3555 | 12439.1858 | 12625.7736 | 12815.1602 | 13007.3876 | 13202.4984 | 13400.5359 | 13601.5439 | 13805.5671 | 0 | 34704.8716 | 0 | 0 | 0 | 0 | 0 | 0 | 0 | 0
Residential | Early Retirement Geothermal EER ≥21 | 8 | 25 | 8 | 41337.8057 | 93582.5329 | 6.3848 | 13.4543 | 4500 | 2186.3419 | 7200 |  | 1.2654 | 4.6281 | 1.5749 | 4.3175 | 0.29309 | 30615.9723 | 7486.6736 | 97843.5328 | 0 | 6615.215 | 24194.2993 | 0 | 4045.8976 | 4106.586 | 4168.1848 | 4230.7076 | 4294.1682 | 4358.5807 | 4423.9594 | 4490.3188 | 2020.9168 | 2051.2306 | 2081.999 | 2113.229 | 2144.9274 | 2177.1014 | 2209.7579 | 2242.9042 | 2276.5478 | 2310.696 | 0 | 1066.8409 | 1066.8409 | 1066.8409 | 1066.8409 | 1066.8409 | 1066.8409 | 1066.8409 | 1066.8409 | 471.251 | 471.251 | 471.251 | 471.251 | 471.251 | 471.251 | 471.251 | 471.251 | 471.251 | 471.251 | 0 | 12941.292 | 13135.4114 | 13332.4426 | 13532.4292 | 13735.4156 | 13941.4469 | 14150.5686 | 14362.8271 | 6439.5957 | 6536.1896 | 6634.2324 | 6733.7459 | 6834.7521 | 6937.2734 | 7041.3325 | 7146.9525 | 7254.1568 | 7362.9691 | 0 | 36000 | 0 | 0 | 0 | 0 | 0 | 0 | -17490.7351 | 0
Residential | Whole House Efficiency | [9 empty] | 0 | 37078.125 | 1.131 | 1.131 | 1.3968 | n/a | 0.25424 | 38529.1668 | 9056.7181 | 117476.8509 | 34066.6345 | 0 | 0 | 0 | 5323.0255 | 5402.8709 | 5483.914 | 5566.1727 | 5649.6653 | 4871.8042 | 4944.8813 | 5019.0545 | 5094.3403 | 4485.3671 | 2700.3487 | 2740.854 | 2781.9668 | 2823.6963 | 2866.0517 | 0 | 0 | 0 | 0 | 1354.2736 | 1354.2736 | 1354.2736 | 1354.2736 | 1354.2736 | 1140.9212 | 1140.9212 | 1140.9212 | 1140.9212 | 979.8871 | 548.6105 | 548.6105 | 548.6105 | 548.6105 | 548.6105 | 0 | 0 | 0 | 0 | 16427.989 | 16674.4089 | 16924.525 | 17178.3929 | 17436.0688 | 14909.5262 | 15133.1691 | 15360.1667 | 15590.5692 | 13590.9057 | 7723.2934 | 7839.1428 | 7956.7299 | 8076.0809 | 8197.2221 | 0 | 0 | 0 | 0 | 0 | 0 | 0 | 0 | 0 | 0 | 0 | 0 | 0
Residential | Measures | [11 empty] | n/a | n/a | n/a | [8 empty] | 0 | 3127.525 | 3174.4378 | 3222.0544 | 3270.3852 | 3319.441 | 2506.6266 | 2544.226 | 2582.3894 | 2621.1252 | 2660.4421 | 2700.3487 | 2740.854 | 2781.9668 | 2823.6963 | 2866.0517 | 0 | 0 | 0 | 0 | 761.9629 | 761.9629 | 761.9629 | 761.9629 | 761.9629 | 548.6105 | 548.6105 | 548.6105 | 548.6105 | 548.6105 | 548.6105 | 548.6105 | 548.6105 | 548.6105 | 548.6105 | 0 | 0 | 0 | 0 | 9242.9762 | 9381.6208 | 9522.3451 | 9665.1803 | 9810.158 | 7169.2268 | 7276.7652 | 7385.9167 | 7496.7055 | 7609.1561 | 7723.2934 | 7839.1428 | 7956.7299 | 8076.0809 | 8197.2221 | 0 | 0 | 0 | 0 | 0 | 0 | 0 | 0 | 0 | 0 | 0 | 0 | 0
Residential | Air Sealing (Electric Heat) | 19 | 15 | 0 | 26742.2338 | 0 | 11.3796 | 0 | 0 | 0 | 0 |  | n/a | n/a | n/a | n/a | 0.34407 | 11252.5155 | 2480.7774 | 32704.4823 | 0 | 0 | 0 | 0 | 1272.3977 | 1291.4836 | 1310.8559 | 1330.5187 | 1350.4765 | 1370.7337 | 1391.2947 | 1412.1641 | 1433.3465 | 1454.8467 | 1476.6694 | 1498.8195 | 1521.3018 | 1544.1213 | 1567.2831 | 0 | 0 | 0 | 0 | 304.8615 | 304.8615 | 304.8615 | 304.8615 | 304.8615 | 304.8615 | 304.8615 | 304.8615 | 304.8615 | 304.8615 | 304.8615 | 304.8615 | 304.8615 | 304.8615 | 304.8615 | 0 | 0 | 0 | 0 | 3698.1159 | 3753.5877 | 3809.8915 | 3867.0399 | 3925.0455 | 3983.9211 | 4043.68 | 4104.3352 | 4165.9002 | 4228.3887 | 4291.8145 | 4356.1917 | 4421.5346 | 4487.8576 | 4555.1755 | 0 | 0 | 0 | 0 | 0 | 0 | 0 | 0 | 0 | 0 | 0 | 0 | 0
Residential | Air Sealing (Gas Heat) | 106 | 15 | 0 | 6341.2715 | 0 | 9.7846 | 0 | 0 | 0 | 0 |  | n/a | n/a | n/a | n/a | 0.46873 | 3635.0037 | 588.2561 | 7755.074 | 0 | 0 | 0 | 0 | 411.0343 | 417.1999 | 423.4579 | 429.8097 | 436.2569 | 442.8007 | 449.4427 | 456.1844 | 463.0271 | 469.9725 | 477.0221 | 484.1775 | 491.4401 | 498.8117 | 506.2939 | 0 | 0 | 0 | 0 | 72.2905 | 72.2905 | 72.2905 | 72.2905 | 72.2905 | 72.2905 | 72.2905 | 72.2905 | 72.2905 | 72.2905 | 72.2905 | 72.2905 | 72.2905 | 72.2905 | 72.2905 | 0 | 0 | 0 | 0 | 876.9184 | 890.0722 | 903.4233 | 916.9746 | 930.7292 | 944.6902 | 958.8605 | 973.2434 | 987.8421 | 1002.6597 | 1017.6996 | 1032.9651 | 1048.4596 | 1064.1865 | 1080.1493 | 0 | 0 | 0 | 0 | 0 | 0 | 0 | 0 | 0 | 0 | 0 | 0 | 0
Residential | Hot Water Pipe Insulation | 106 | 15 | 0 | 15040.2234 | 0 | 1.7169 | 0 | 0 | 0 | 0 |  | n/a | n/a | n/a | n/a | 0.30933 | 5689.6765 | 1395.2255 | 18393.4792 | 0 | 0 | 0 | 0 | 643.37 | 653.0206 | 662.8159 | 672.7581 | 682.8495 | 693.0922 | 703.4886 | 714.0409 | 724.7516 | 735.6228 | 746.6572 | 757.857 | 769.2249 | 780.7633 | 792.4747 | 0 | 0 | 0 | 0 | 171.4585 | 171.4585 | 171.4585 | 171.4585 | 171.4585 | 171.4585 | 171.4585 | 171.4585 | 171.4585 | 171.4585 | 171.4585 | 171.4585 | 171.4585 | 171.4585 | 171.4585 | 0 | 0 | 0 | 0 | 2079.8745 | 2111.0726 | 2142.7387 | 2174.8798 | 2207.503 | 2240.6155 | 2274.2248 | 2308.3381 | 2342.9632 | 2378.1076 | 2413.7793 | 2449.9859 | 2486.7357 | 2524.0368 | 2561.8973 | 0 | 0 | 0 | 0 | 0 | 0 | 0 | 0 | 0 | 0 | 0 | 0 | 0
Residential | Water Heater Tank Wrap | 125 | 5 | 0 | 18715.125 | 0 | 2.1463 | 0 | 0 | 0 | 0 |  | n/a | n/a | n/a | n/a | 0.30939 | 3214.6497 | 833.3232 | 10390.2728 | 0 | 0 | 0 | 0 | 800.7229 | 812.7338 | 824.9248 | 837.2987 | 849.8581 | 0 | 0 | 0 | 0 | 0 | 0 | 0 | 0 | 0 | 0 | 0 | 0 | 0 | 0 | 213.3524 | 213.3524 | 213.3524 | 213.3524 | 213.3524 | 0 | 0 | 0 | 0 | 0 | 0 | 0 | 0 | 0 | 0 | 0 | 0 | 0 | 0 | 2588.0673 | 2626.8884 | 2666.2917 | 2706.2861 | 2746.8803 | 0 | 0 | 0 | 0 | 0 | 0 | 0 | 0 | 0 | 0 | 0 | 0 | 0 | 0 | 0 | 0 | 0 | 0 | 0 | 0 | 0 | 0 | 0
Residential | Residential Kit | [11 empty] | n/a | n/a | n/a | n/a | 0.30554 | 14737.3214 | 3759.1358 | 48233.5427 | 0 | 0 | 0 | 0 | 2195.5006 | 2228.4331 | 2261.8596 | 2295.7875 | 2330.2243 | 2365.1776 | 2400.6553 | 2436.6651 | 2473.2151 | 1824.9249 | 0 | 0 | 0 | 0 | 0 | 0 | 0 | 0 | 0 | 592.3107 | 592.3107 | 592.3107 | 592.3107 | 592.3107 | 592.3107 | 592.3107 | 592.3107 | 592.3107 | 431.2766 | 0 | 0 | 0 | 0 | 0 | 0 | 0 | 0 | 0 | 7185.0128 | 7292.788 | 7402.1799 | 7513.2126 | 7625.9107 | 7740.2994 | 7856.4039 | 7974.25 | 8093.8637 | 5981.7496 | 0 | 0 | 0 | 0 | 0 | 0 | 0 | 0 | 0 | 0 | 0 | 0 | 0 | 0 | 0 | 0 | 0 | 0
Residential | LED | 500 | 10 | 0 | 20059.1065 | 0 | 1.5775 | 0 | 0 | 0 | 0 |  | n/a | n/a | n/a | n/a | 0.30537 | 5799.3324 | 1477.9424 | 18991.193 | 0 | 0 | 0 | 0 | 847.0717 | 859.7778 | 872.6745 | 885.7646 | 899.051 | 912.5368 | 926.2249 | 940.1182 | 954.22 | 968.5333 | 0 | 0 | 0 | 0 | 0 | 0 | 0 | 0 | 0 | 228.6738 | 228.6738 | 228.6738 | 228.6738 | 228.6738 | 228.6738 | 228.6738 | 228.6738 | 228.6738 | 228.6738 | 0 | 0 | 0 | 0 | 0 | 0 | 0 | 0 | 0 | 2773.9232 | 2815.532 | 2857.765 | 2900.6315 | 2944.1409 | 2988.303 | 3033.1276 | 3078.6245 | 3124.8039 | 3171.6759 | 0 | 0 | 0 | 0 | 0 | 0 | 0 | 0 | 0 | 0 | 0 | 0 | 0 | 0 | 0 | 0 | 0 | 0
Residential | Faucet Aerator - Bathroom | 125 | 9 | 0 | 14125.7991 | 0 | 1.3002 | 0 | 0 | 0 | 0 |  | n/a | n/a | n/a | n/a | 0.30686 | 3810.1325 | 971.7509 | 12416.3396 | 0 | 0 | 0 | 0 | 599.4354 | 608.4269 | 617.5533 | 626.8166 | 636.2189 | 645.7621 | 655.4486 | 665.2803 | 675.2595 | 0 | 0 | 0 | 0 | 0 | 0 | 0 | 0 | 0 | 0 | 161.0341 | 161.0341 | 161.0341 | 161.0341 | 161.0341 | 161.0341 | 161.0341 | 161.0341 | 161.0341 | 0 | 0 | 0 | 0 | 0 | 0 | 0 | 0 | 0 | 0 | 1953.4211 | 1982.7224 | 2012.4632 | 2042.6502 | 2073.2899 | 2104.3893 | 2135.9551 | 2167.9944 | 2200.5143 | 0 | 0 | 0 | 0 | 0 | 0 | 0 | 0 | 0 | 0 | 0 | 0 | 0 | 0 | 0 | 0 | 0 | 0 | 0
Residential | Low Flow Showerhead | 125 | 10 | 0 | 17772.171 | 0 | 1.3002 | 0 | 0 | 0 | 0 |  | n/a | n/a | n/a | n/a | 0.30476 | 5127.8565 | 1309.4425 | 16826.0101 | 0 | 0 | 0 | 0 | 748.9935 | 760.2284 | 771.6318 | 783.2063 | 794.9544 | 806.8787 | 818.9819 | 831.2666 | 843.7356 | 856.3916 | 0 | 0 | 0 | 0 | 0 | 0 | 0 | 0 | 0 | 202.6027 | 202.6027 | 202.6027 | 202.6027 | 202.6027 | 202.6027 | 202.6027 | 202.6027 | 202.6027 | 202.6027 | 0 | 0 | 0 | 0 | 0 | 0 | 0 | 0 | 0 | 2457.6686 | 2494.5336 | 2531.9517 | 2569.9309 | 2608.4799 | 2647.6071 | 2687.3212 | 2727.631 | 2768.5455 | 2810.0737 | 0 | 0 | 0 | 0 | 0 | 0 | 0 | 0 | 0 | 0 | 0 | 0 | 0 | 0 | 0 | 0 | 0 | 0
Residential | Residential Audit | [9 empty] | 0 | 25263 | 1.0234 | 1.0234 | 1.2826 | n/a | 0.23664 | 23755.203 | 6014.6173 | 77173.6683 | 23211.1356 | 0 | 0 | 0 | 3538.9235 | 3592.0073 | 3645.8875 | 3700.5758 | 3756.0844 | 3812.4257 | 3869.6121 | 3927.6562 | 3986.5711 | 2941.9216 | 0 | 0 | 0 | 0 | 0 | 0 | 0 | 0 | 0 | 947.6971 | 947.6971 | 947.6971 | 947.6971 | 947.6971 | 947.6971 | 947.6971 | 947.6971 | 947.6971 | 690.0425 | 0 | 0 | 0 | 0 | 0 | 0 | 0 | 0 | 0 | 11496.0205 | 11668.4609 | 11843.4878 | 12021.1401 | 12201.4572 | 12384.479 | 12570.2462 | 12758.7999 | 12950.1819 | 9570.7994 | 0 | 0 | 0 | 0 | 0 | 0 | 0 | 0 | 0 | 0 | 0 | 0 | 0 | 0 | 0 | 0 | 0 | 0
Residential | Residential Audit | [10 empty] | 14238 | 0 | 0 | 0 | n/a | 0 | 0 | 0 | 0 | 13081.5877 | 0 | 0 | 0 | 0 | 0 | 0 | 0 | 0 | 0 | 0 | 0 | 0 | 0 | 0 | 0 | 0 | 0 | 0 | 0 | 0 | 0 | 0 | 0 | 0 | 0 | 0 | 0 | 0 | 0 | 0 | 0 | 0 | 0 | 0 | 0 | 0 | 0 | 0 | 0 | 0 | 0 | 0 | 0 | 0 | 0 | 0 | 0 | 0 | 0 | 0 | 0 | 0 | 0 | 0 | 0 | 0 | 0 | 0 | 0 | 0 | 0 | 0 | 0 | 0 | 0 | 0 | 0 | 0 | 0
Residential | Residential Kit | [10 empty] | 11025 | 2.3451 | 2.3451 | 2.9389 | n/a | 0.2721 | 23755.203 | 6014.6173 | 77173.6683 | 10129.548 | 0 | 0 | 0 | 3538.9235 | 3592.0073 | 3645.8875 | 3700.5758 | 3756.0844 | 3812.4257 | 3869.6121 | 3927.6562 | 3986.5711 | 2941.9216 | 0 | 0 | 0 | 0 | 0 | 0 | 0 | 0 | 0 | 947.6971 | 947.6971 | 947.6971 | 947.6971 | 947.6971 | 947.6971 | 947.6971 | 947.6971 | 947.6971 | 690.0425 | 0 | 0 | 0 | 0 | 0 | 0 | 0 | 0 | 0 | 11496.0205 | 11668.4609 | 11843.4878 | 12021.1401 | 12201.4572 | 12384.479 | 12570.2462 | 12758.7999 | 12950.1819 | 9570.7994 | 0 | 0 | 0 | 0 | 0 | 0 | 0 | 0 | 0 | 0 | 0 | 0 | 0 | 0 | 0 | 0 | 0 | 0
Residential | LED | 800 | 10 | 0 | 32094.5705 | 0 | 3.7736 | 0 | 0 | 0 | 0 |  | n/a | n/a | n/a | n/a | 0.30971 | 9410.9116 | 2364.7079 | 30385.9087 | 0 | 0 | 0 | 0 | 1374.5922 | 1395.2111 | 1416.1392 | 1437.3813 | 1458.9421 | 1480.8262 | 1503.0386 | 1525.5842 | 1548.4679 | 1571.6949 | 0 | 0 | 0 | 0 | 0 | 0 | 0 | 0 | 0 | 365.8781 | 365.8781 | 365.8781 | 365.8781 | 365.8781 | 365.8781 | 365.8781 | 365.8781 | 365.8781 | 365.8781 | 0 | 0 | 0 | 0 | 0 | 0 | 0 | 0 | 0 | 4438.2771 | 4504.8512 | 4572.424 | 4641.0103 | 4710.6255 | 4781.2849 | 4853.0041 | 4925.7992 | 4999.6862 | 5074.6815 | 0 | 0 | 0 | 0 | 0 | 0 | 0 | 0 | 0 | 0 | 0 | 0 | 0 | 0 | 0 | 0 | 0 | 0
Residential | Faucet Aerator - Bathroom | 200 | 9 | 0 | 22601.2786 | 0 | 2.524 | 0 | 0 | 0 | 0 |  | n/a | n/a | n/a | n/a | 0.30905 | 6139.7211 | 1554.8014 | 19866.1434 | 0 | 0 | 0 | 0 | 965.9417 | 980.4308 | 995.1373 | 1010.0644 | 1025.2153 | 1040.5936 | 1056.2025 | 1072.0455 | 1088.1262 | 0 | 0 | 0 | 0 | 0 | 0 | 0 | 0 | 0 | 0 | 257.6546 | 257.6546 | 257.6546 | 257.6546 | 257.6546 | 257.6546 | 257.6546 | 257.6546 | 257.6546 | 0 | 0 | 0 | 0 | 0 | 0 | 0 | 0 | 0 | 0 | 3125.4737 | 3172.3558 | 3219.9411 | 3268.2403 | 3317.2639 | 3367.0228 | 3417.5282 | 3468.7911 | 3520.823 | 0 | 0 | 0 | 0 | 0 | 0 | 0 | 0 | 0 | 0 | 0 | 0 | 0 | 0 | 0 | 0 | 0 | 0 | 0
Residential | Low Flow Showerhead | 200 | 10 | 0 | 28435.4736 | 0 | 2.0803 | 0 | 0 | 0 | 0 |  | n/a | n/a | n/a | n/a | 0.30476 | 8204.5703 | 2095.1079 | 26921.6161 | 0 | 0 | 0 | 0 | 1198.3896 | 1216.3654 | 1234.6109 | 1253.1301 | 1271.927 | 1291.0059 | 1310.371 | 1330.0266 | 1349.977 | 1370.2266 | 0 | 0 | 0 | 0 | 0 | 0 | 0 | 0 | 0 | 324.1644 | 324.1644 | 324.1644 | 324.1644 | 324.1644 | 324.1644 | 324.1644 | 324.1644 | 324.1644 | 324.1644 | 0 | 0 | 0 | 0 | 0 | 0 | 0 | 0 | 0 | 3932.2698 | 3991.2538 | 4051.1226 | 4111.8895 | 4173.5678 | 4236.1713 | 4299.7139 | 4364.2096 | 4429.6728 | 4496.1179 | 0 | 0 | 0 | 0 | 0 | 0 | 0 | 0 | 0 | 0 | 0 | 0 | 0 | 0 | 0 | 0 | 0 | 0
Residential | School-Based Education | 1200 | 5 | 0 | 498787.9359 |  | 50.2674 |  | 0 | 0 | 0 | 66150 | 1.4026 | 1.4026 | 1.768 | n/a | 0.25244 | 85245.9592 | 22209.3923 | 276917.3451 | 60777.2878 | 0 | 0 | 0 | 21233.541 | 21552.0441 | 21875.3247 | 22203.4546 | 22536.5064 | 0 | 0 | 0 | 0 | 0 | 0 | 0 | 0 | 0 | 0 | 0 | 0 | 0 | 0 | 5686.1825 | 5686.1825 | 5686.1825 | 5686.1825 | 5686.1825 | 0 | 0 | 0 | 0 | 0 | 0 | 0 | 0 | 0 | 0 | 0 | 0 | 0 | 0 | 68976.1233 | 70010.7651 | 71060.9266 | 72126.8405 | 73208.7431 | 0 | 0 | 0 | 0 | 0 | 0 | 0 | 0 | 0 | 0 | 0 | 0 | 0 | 0 | 0 | 0 | 0 | 0 | 0 | 0 | 0 | 0 | 0
Residential | Weatherization | [9 empty] | 0 | 11576.25 | 1.2583 | 1.2583 | 1.5646 | n/a | 0.25169 | 13383.2991 | 3257.301 | 42536.9798 | 10636.0254 | 0 | 0 | 0 | 1720.8012 | 1746.6132 | 1737.9046 | 1763.9732 | 1790.4328 | 1713.7765 | 1739.4832 | 1765.5754 | 1792.0591 | 1653.2727 | 1230.1643 | 1248.6167 | 1267.346 | 1286.3562 | 1305.6515 | 0 | 0 | 0 | 0 | 451.96 | 451.96 | 442.9297 | 442.9297 | 442.9297 | 417.3275 | 417.3275 | 417.3275 | 417.3275 | 378.6793 | 275.1729 | 275.1729 | 275.1729 | 275.1729 | 275.1729 | 0 | 0 | 0 | 0 | 5482.492 | 5564.7293 | 5535.3479 | 5618.3781 | 5702.6538 | 5453.6236 | 5535.4279 | 5618.4593 | 5702.7362 | 5252.232 | 3873.8613 | 3931.9692 | 3990.9487 | 4050.8129 | 4111.5751 | 0 | 0 | 0 | 0 | 0 | 0 | 0 | 0 | 0 | 0 | 0 | 0 | 0
| Measures | 30 | [10 empty] | n/a | n/a | n/a | [8 empty] | 0 | 1189.9626 | 1207.8121 | 1191.0215 | 1208.8868 | 1227.0201 | 1141.9127 | 1159.0414 | 1176.427 | 1194.0734 | 1211.9845 | 1230.1643 | 1248.6167 | 1267.346 | 1286.3562 | 1305.6515 | 0 | 0 | 0 | 0 | 309.8055 | 309.8055 | 300.7752 | 300.7752 | 300.7752 | 275.1729 | 275.1729 | 275.1729 | 275.1729 | 275.1729 | 275.1729 | 275.1729 | 275.1729 | 275.1729 | 275.1729 | 0 | 0 | 0 | 0 | 3758.0889 | 3814.4602 | 3758.8247 | 3815.2071 | 3872.4352 | 3595.9517 | 3649.891 | 3704.6393 | 3760.2089 | 3816.6121 | 3873.8613 | 3931.9692 | 3990.9487 | 4050.8129 | 4111.5751 | 0 | 0 | 0 | 0 | 0 | 0 | 0 | 0 | 0 | 0 | 0 | 0 | 0
Residential | Air Sealing | 30 | 15 |  | 22009.6396 |  | 4.292 |  | 0 |  | 0 |  | n/a | n/a | n/a | n/a | 0.31835 | 8568.954 | 2041.7523 | 26916.7442 | 0 | 0 | 0 | 0 | 968.9493 | 983.4835 | 998.2358 | 1013.2093 | 1028.4075 | 1043.8336 | 1059.4911 | 1075.3835 | 1091.5142 | 1107.8869 | 1124.5052 | 1141.3728 | 1158.4934 | 1175.8708 | 1193.5089 | 0 | 0 | 0 | 0 | 250.9099 | 250.9099 | 250.9099 | 250.9099 | 250.9099 | 250.9099 | 250.9099 | 250.9099 | 250.9099 | 250.9099 | 250.9099 | 250.9099 | 250.9099 | 250.9099 | 250.9099 | 0 | 0 | 0 | 0 | 3043.6574 | 3089.3123 | 3135.652 | 3182.6868 | 3230.4271 | 3278.8835 | 3328.0667 | 3377.9877 | 3428.6575 | 3480.0874 | 3532.2887 | 3585.273 | 3639.0521 | 3693.6379 | 3749.0425 | 0 | 0 | 0 | 0 | 0 | 0 | 0 | 0 | 0 | 0 | 0 | 0 | 0
Residential | Water Heater Tank Wrap | 15 | 5 | 0 | 2245.815 | 0 | 0.25756 | 0 | 0 | 0 | 0 |  | n/a | n/a | n/a | n/a | 0.30939 | 385.758 | 99.9988 | 1246.8327 | 0 | 0 | 0 | 0 | 96.0868 | 97.5281 | 98.991 | 100.4758 | 101.983 | 0 | 0 | 0 | 0 | 0 | 0 | 0 | 0 | 0 | 0 | 0 | 0 | 0 | 0 | 25.6023 | 25.6023 | 25.6023 | 25.6023 | 25.6023 | 0 | 0 | 0 | 0 | 0 | 0 | 0 | 0 | 0 | 0 | 0 | 0 | 0 | 0 | 310.5681 | 315.2266 | 319.955 | 324.7543 | 329.6256 | 0 | 0 | 0 | 0 | 0 | 0 | 0 | 0 | 0 | 0 | 0 | 0 | 0 | 0 | 0 | 0 | 0 | 0 | 0 | 0 | 0 | 0 | 0
Residential | Hot Water Pipe Insulation | 120 | 15 | 0 | 2128.3335 | 0 | 0.24296 | 0 | 0 | 0 | 0 |  | n/a | n/a | n/a | n/a | 0.30933 | 805.1429 | 197.4376 | 2602.8508 | 0 | 0 | 0 | 0 | 91.0429 | 92.4086 | 93.7947 | 95.2016 | 96.6296 | 98.0791 | 99.5503 | 101.0435 | 102.5592 | 104.0976 | 105.659 | 107.2439 | 108.8526 | 110.4854 | 112.1426 | 0 | 0 | 0 | 0 | 24.263 | 24.263 | 24.263 | 24.263 | 24.263 | 24.263 | 24.263 | 24.263 | 24.263 | 24.263 | 24.263 | 24.263 | 24.263 | 24.263 | 24.263 | 0 | 0 | 0 | 0 | 294.3219 | 298.7367 | 303.2177 | 307.766 | 312.3825 | 317.0682 | 321.8243 | 326.6516 | 331.5514 | 336.5247 | 341.5725 | 346.6961 | 351.8966 | 357.175 | 362.5326 | 0 | 0 | 0 | 0 | 0 | 0 | 0 | 0 | 0 | 0 | 0 | 0 | 0
Residential | Water Heater Temperature Setback | 30 | 2 | 0 | 792.1289 | 0 | 0.090364 | 0 | 0 | 0 | 0 |  | n/a | n/a | n/a | n/a | 0.30932 | 60.1638 | 15.9198 | 194.5017 | 0 | 0 | 0 | 0 | 33.8836 | 34.3919 | 0 | 0 | 0 | 0 | 0 | 0 | 0 | 0 | 0 | 0 | 0 | 0 | 0 | 0 | 0 | 0 | 0 | 9.0303 | 9.0303 | 0 | 0 | 0 | 0 | 0 | 0 | 0 | 0 | 0 | 0 | 0 | 0 | 0 | 0 | 0 | 0 | 0 | 109.5415 | 111.1846 | 0 | 0 | 0 | 0 | 0 | 0 | 0 | 0 | 0 | 0 | 0 | 0 | 0 | 0 | 0 | 0 | 0 | 0 | 0 | 0 | 0 | 0 | 0 | 0 | 0 | 0
Residential | Residential Kit | 30 | [8 empty] | 0 |  | n/a | n/a | n/a | n/a | 0.30781 | 3563.2805 | 902.1926 | 11576.0502 | 0 | 0 | 0 | 0 | 530.8385 | 538.8011 | 546.8831 | 555.0864 | 563.4127 | 571.8639 | 580.4418 | 589.1484 | 597.9857 | 441.2882 | 0 | 0 | 0 | 0 | 0 | 0 | 0 | 0 | 0 | 142.1546 | 142.1546 | 142.1546 | 142.1546 | 142.1546 | 142.1546 | 142.1546 | 142.1546 | 142.1546 | 103.5064 | 0 | 0 | 0 | 0 | 0 | 0 | 0 | 0 | 0 | 1724.4031 | 1750.2691 | 1776.5232 | 1803.171 | 1830.2186 | 1857.6719 | 1885.5369 | 1913.82 | 1942.5273 | 1435.6199 | 0 | 0 | 0 | 0 | 0 | 0 | 0 | 0 | 0 | 0 | 0 | 0 | 0 | 0 | 0 | 0 | 0 | 0
Residential | LED | 191 | 10 | 0 | 4814.1856 | 0 | 0.56604 | 0 | 0 | 0 | 0 |  | n/a | n/a | n/a | n/a | 0.30971 | 1411.6367 | 354.7062 | 4557.8863 | 0 | 0 | 0 | 0 | 206.1888 | 209.2817 | 212.4209 | 215.6072 | 218.8413 | 222.1239 | 225.4558 | 228.8376 | 232.2702 | 235.7542 | 0 | 0 | 0 | 0 | 0 | 0 | 0 | 0 | 0 | 54.8817 | 54.8817 | 54.8817 | 54.8817 | 54.8817 | 54.8817 | 54.8817 | 54.8817 | 54.8817 | 54.8817 | 0 | 0 | 0 | 0 | 0 | 0 | 0 | 0 | 0 | 665.7416 | 675.7277 | 685.8636 | 696.1516 | 706.5938 | 717.1927 | 727.9506 | 738.8699 | 749.9529 | 761.2022 | 0 | 0 | 0 | 0 | 0 | 0 | 0 | 0 | 0 | 0 | 0 | 0 | 0 | 0 | 0 | 0 | 0 | 0
Residential | Faucet Aerator - Bathroom | 55 | 9 | 0 | 3390.1918 | 0 | 0.3786 | 0 | 0 | 0 | 0 |  | n/a | n/a | n/a | n/a | 0.30905 | 920.9582 | 233.2202 | 2979.9215 | 0 | 0 | 0 | 0 | 144.8913 | 147.0646 | 149.2706 | 151.5097 | 153.7823 | 156.089 | 158.4304 | 160.8068 | 163.2189 | 0 | 0 | 0 | 0 | 0 | 0 | 0 | 0 | 0 | 0 | 38.6482 | 38.6482 | 38.6482 | 38.6482 | 38.6482 | 38.6482 | 38.6482 | 38.6482 | 38.6482 | 0 | 0 | 0 | 0 | 0 | 0 | 0 | 0 | 0 | 0 | 468.8211 | 475.8534 | 482.9912 | 490.236 | 497.5896 | 505.0534 | 512.6292 | 520.3187 | 528.1234 | 0 | 0 | 0 | 0 | 0 | 0 | 0 | 0 | 0 | 0 | 0 | 0 | 0 | 0 | 0 | 0 | 0 | 0 | 0
Residential | Low Flow Showerhead | 136 | 10 | 0 | 4265.321 | 0 | 0.31204 | 0 | 0 | 0 | 0 |  | n/a | n/a | n/a | n/a | 0.30476 | 1230.6856 | 314.2662 | 4038.2424 | 0 | 0 | 0 | 0 | 179.7584 | 182.4548 | 185.1916 | 187.9695 | 190.7891 | 193.6509 | 196.5557 | 199.504 | 202.4965 | 205.534 | 0 | 0 | 0 | 0 | 0 | 0 | 0 | 0 | 0 | 48.6247 | 48.6247 | 48.6247 | 48.6247 | 48.6247 | 48.6247 | 48.6247 | 48.6247 | 48.6247 | 48.6247 | 0 | 0 | 0 | 0 | 0 | 0 | 0 | 0 | 0 | 589.8405 | 598.6881 | 607.6684 | 616.7834 | 626.0352 | 635.4257 | 644.9571 | 654.6314 | 664.4509 | 674.4177 | 0 | 0 | 0 | 0 | 0 | 0 | 0 | 0 | 0 | 0 | 0 | 0 | 0 | 0 | 0 | 0 | 0 | 0
| C&I Programs | [10 empty] | 207706.9875 | 2.6289 | 4.3097 | 3.2472 | 9.8494 | 0.32889 | 2391749.1024 | 562525.4799 | 6717222.1058 | 190836.997 | 364126.2404 | 718964.5351 | 0 | 268570.5852 | 272599.144 | 276688.1311 | 280838.4531 | 285051.0299 | 289326.7953 | 293666.6973 | 298071.6977 | 296475.3764 | 300922.5071 | 305436.3447 | 310017.8898 | 314668.1582 | 314567.0973 | 319285.6037 | 120630.4757 | 10045.1233 | 10195.8001 | 0 | 68744.0223 | 68744.0223 | 68744.0223 | 68744.0223 | 68744.0223 | 68744.0223 | 68744.0223 | 68744.0223 | 67350.9853 | 67350.9853 | 67350.9853 | 67350.9853 | 67350.9853 | 66331.9365 | 66331.9365 | 24750.0067 | 2030.5211 | 2030.5211 | 0 | 753757.1052 | 765063.4618 | 776539.4137 | 788187.5049 | 800010.3175 | 812010.4723 | 824190.6293 | 836553.4888 | 830066.0859 | 842517.0772 | 855154.8334 | 867982.1559 | 881001.8882 | 879215.5253 | 892403.7581 | 375356.5028 | 31256.6317 | 31725.4812 | 0 | 782521 | 0 | 0 | 0 | 0 | 0 | 0 | 0 | 0
C&I | C&I Custom | 55 | 15 |  | 2486367.0087 |  | 616.7795 |  | 7940.9 |  | 218350 | 100331.825 | 1.9982 | 3.3675 | 2.4656 | 6.3973 | 0.37078 | 986008.8128 | 230651.0068 | 2366478.5376 | 92182.8602 | 200615.5825 | 401276.6446 | 0 | 111494.6531 | 113167.0729 | 114864.579 | 116587.5477 | 118336.3609 | 120111.4063 | 121913.0774 | 123741.7736 | 125597.9002 | 127481.8687 | 129394.0967 | 131335.0082 | 133305.0333 | 135304.6088 | 137334.1779 | 0 | 0 | 0 | 0 | 28344.5839 | 28344.5839 | 28344.5839 | 28344.5839 | 28344.5839 | 28344.5839 | 28344.5839 | 28344.5839 | 28344.5839 | 28344.5839 | 28344.5839 | 28344.5839 | 28344.5839 | 28344.5839 | 28344.5839 | 0 | 0 | 0 | 0 | 267593.6566 | 271607.5615 | 275681.6749 | 279816.9 | 284014.1535 | 288274.3658 | 292598.4813 | 296987.4585 | 301442.2704 | 305963.9044 | 310553.363 | 315211.6635 | 319939.8384 | 324738.936 | 329610.02 | 0 | 0 | 0 | 0 | 436749.5 | 0 | 0 | 0 | 0 | 0 | 0 | 0 | 0
C&I | C&I Prescriptive | [9 empty] | 177965 | 92986.7125 | 3.4871 | 5.6468 | 4.3104 | 14.2097 | 0.30562 | 1405740.2895 | 331874.4731 | 4350743.5682 | 85434.3187 | 163510.6578 | 317687.8905 | 0 | 157075.9321 | 159432.071 | 161823.5521 | 164250.9054 | 166714.669 | 169215.389 | 171753.6198 | 174329.9241 | 170877.4762 | 173440.6384 | 176042.2479 | 178682.8817 | 181363.1249 | 179262.4885 | 181951.4258 | 120630.4757 | 10045.1233 | 10195.8001 | 0 | 40399.4384 | 40399.4384 | 40399.4384 | 40399.4384 | 40399.4384 | 40399.4384 | 40399.4384 | 40399.4384 | 39006.4014 | 39006.4014 | 39006.4014 | 39006.4014 | 39006.4014 | 37987.3526 | 37987.3526 | 24750.0067 | 2030.5211 | 2030.5211 | 0 | 486163.4486 | 493455.9003 | 500857.7388 | 508370.6049 | 515996.164 | 523736.1064 | 531592.148 | 539566.0303 | 528623.8155 | 536553.1728 | 544601.4704 | 552770.4924 | 561062.0498 | 554476.5893 | 562793.7381 | 375356.5028 | 31256.6317 | 31725.4812 | 0 | 345771.5 | 0 | 0 | 0 | 0 | 0 | 0 | 0 | 0
C&I | Lighting | [9 empty] | 169965 | 88806.7125 | 3.6328 | 5.7104 | 4.4893 | 15.0134 | 0.30391 | 1357667.6316 | 320072.2231 | 4229652.5245 | 81593.8189 | 156160.419 | 292127.4348 | 0 | 151640.033 | 153914.6335 | 156223.353 | 158566.7033 | 160945.2039 | 163359.382 | 165809.7727 | 168296.9193 | 164753.9763 | 167225.2859 | 169733.6652 | 172279.6702 | 174863.8653 | 172665.7399 | 175255.726 | 120630.4757 | 10045.1233 | 10195.8001 | 0 | 38949.0659 | 38949.0659 | 38949.0659 | 38949.0659 | 38949.0659 | 38949.0659 | 38949.0659 | 38949.0659 | 37556.029 | 37556.029 | 37556.029 | 37556.029 | 37556.029 | 36536.9801 | 36536.9801 | 24750.0067 | 2030.5211 | 2030.5211 | 0 | 472470.8692 | 479557.9323 | 486751.3013 | 494052.5708 | 501463.3593 | 508985.3097 | 516620.0894 | 524369.3907 | 513199.2264 | 520897.2148 | 528710.673 | 536641.3331 | 544690.9531 | 537859.9261 | 545927.825 | 375356.5028 | 31256.6317 | 31725.4812 | 0 | 317951.5 | 0 | 0 | 0 | 0 | 0 | 0 | 0 | 0
Residential | High Bay Fluorescent Fixture w/ HE Electronic Ballast (T5 4-6 lamp) | 45 | 15 | 0 | 48151.1046 | 0 | 10.6956 | 0 | 17.88 | 0 | 3375 |  | 25.5999 | 6.103 | 31.6422 | 83.8517 | 0.3053 | 18924.6975 | 4466.7986 | 58886.5147 | 0 | 3100.882 | 739.2503 | 0 | 2139.9429 | 2172.0421 | 2204.6227 | 2237.692 | 2271.2574 | 2305.3263 | 2339.9062 | 2375.0048 | 2410.6298 | 2446.7893 | 2483.4911 | 2520.7435 | 2558.5547 | 2596.933 | 2635.887 | 0 | 0 | 0 | 0 | 548.9226 | 548.9226 | 548.9226 | 548.9226 | 548.9226 | 548.9226 | 548.9226 | 548.9226 | 548.9226 | 548.9226 | 548.9226 | 548.9226 | 548.9226 | 548.9226 | 548.9226 | 0 | 0 | 0 | 0 | 6658.6946 | 6758.575 | 6859.9536 | 6962.8529 | 7067.2957 | 7173.3052 | 7280.9047 | 7390.1183 | 7500.9701 | 7613.4846 | 7727.6869 | 7843.6022 | 7961.2562 | 8080.6751 | 8201.8852 | 0 | 0 | 0 | 0 | 804.6 | 0 | 0 | 0 | 0 | 0 | 0 | 0 | 0
Residential | High Bay Fluorescent Fixture w/ HE Electronic Ballast (T5 8-lamp) | 45 | 15 | 0 | 114246.7201 | 0 | 25.3771 | 0 | 101.81 | 0 | 1800 |  | 10.6672 | 27.1508 | 13.185 | 33.5853 | 0.31762 | 44902.0774 | 10598.2427 | 139718.3145 | 0 | 1653.8037 | 4209.344 | 0 | 5077.3801 | 5153.5408 | 5230.8439 | 5309.3066 | 5388.9462 | 5469.7804 | 5551.8271 | 5635.1045 | 5719.6311 | 5805.4255 | 5892.5069 | 5980.8945 | 6070.6079 | 6161.6671 | 6254.0921 | 0 | 0 | 0 | 0 | 1302.4126 | 1302.4126 | 1302.4126 | 1302.4126 | 1302.4126 | 1302.4126 | 1302.4126 | 1302.4126 | 1302.4126 | 1302.4126 | 1302.4126 | 1302.4126 | 1302.4126 | 1302.4126 | 1302.4126 | 0 | 0 | 0 | 0 | 15798.8902 | 16035.8736 | 16276.4117 | 16520.5579 | 16768.3662 | 17019.8917 | 17275.1901 | 17534.318 | 17797.3327 | 18064.2927 | 18335.2571 | 18610.286 | 18889.4403 | 19172.7819 | 19460.3736 | 0 | 0 | 0 | 0 | 4581.45 | 0 | 0 | 0 | 0 | 0 | 0 | 0 | 0
Residential | High Bay Fluorescent Fixture w/ HE Electronic Ballast (T5 10-lamp) | 45 | 15 | 0 | 148042.2159 | 0 | 32.8839 | 0 | 137.31 | 0 | 5625 |  | 10.249 | 11.2583 | 12.6681 | 32.8014 | 0.31246 | 58184.6291 | 13733.325 | 181048.6012 | 0 | 5168.1367 | 5677.0948 | 0 | 6579.3276 | 6678.0176 | 6778.1878 | 6879.8606 | 6983.0585 | 7087.8044 | 7194.1215 | 7302.0333 | 7411.5638 | 7522.7373 | 7635.5783 | 7750.112 | 7866.3637 | 7984.3591 | 8104.1245 | 0 | 0 | 0 | 0 | 1687.6813 | 1687.6813 | 1687.6813 | 1687.6813 | 1687.6813 | 1687.6813 | 1687.6813 | 1687.6813 | 1687.6813 | 1687.6813 | 1687.6813 | 1687.6813 | 1687.6813 | 1687.6813 | 1687.6813 | 0 | 0 | 0 | 0 | 20472.384 | 20779.4697 | 21091.1618 | 21407.5292 | 21728.6421 | 22054.5718 | 22385.3903 | 22721.1712 | 23061.9888 | 23407.9186 | 23759.0374 | 24115.4229 | 24477.1543 | 24844.3116 | 25216.9763 | 0 | 0 | 0 | 0 | 6178.95 | 0 | 0 | 0 | 0 | 0 | 0 | 0 | 0
Residential | High Bay Fluorescent Fixture w/ HE Electronic Ballast (T8 6-8 lamp) | 80 | 15 | 0 | 152616.0723 | 0 | 33.8999 | 0 | 85 | 0 | 6000 |  | 9.6007 | 10.8808 | 11.8667 | 30.7561 | 0.31216 | 59982.2794 | 14157.6246 | 186642.2106 | 0 | 5512.6792 | 6247.7031 | 0 | 6782.6001 | 6884.3391 | 6987.6042 | 7092.4182 | 7198.8045 | 7306.7866 | 7416.3884 | 7527.6342 | 7640.5487 | 7755.1569 | 7871.4843 | 7989.5565 | 8109.3999 | 8231.0409 | 8354.5065 | 0 | 0 | 0 | 0 | 1739.8232 | 1739.8232 | 1739.8232 | 1739.8232 | 1739.8232 | 1739.8232 | 1739.8232 | 1739.8232 | 1739.8232 | 1739.8232 | 1739.8232 | 1739.8232 | 1739.8232 | 1739.8232 | 1739.8232 | 0 | 0 | 0 | 0 | 21104.891 | 21421.4644 | 21742.7863 | 22068.9281 | 22399.9621 | 22735.9615 | 23077.0009 | 23423.1559 | 23774.5033 | 24131.1208 | 24493.0876 | 24860.4839 | 25233.3912 | 25611.8921 | 25996.0704 | 0 | 0 | 0 | 0 | 6800 | 0 | 0 | 0 | 0 | 0 | 0 | 0 | 0
Residential | High Bay Fluorescent Fixture w/ HE Electronic Ballast (T8 12-16 lamp) | 80 | 15 | 0 | 242322.6767 | 0 | 53.826 | 0 | 127.5 | 0 | 10000 |  | 10.1626 | 10.3659 | 12.5613 | 32.6026 | 0.31171 | 95239.422 | 22479.3722 | 296349.1286 | 0 | 9187.7986 | 9371.5546 | 0 | 10769.3625 | 10930.9029 | 11094.8665 | 11261.2895 | 11430.2088 | 11601.6619 | 11775.6869 | 11952.3222 | 12131.607 | 12313.5811 | 12498.2848 | 12685.7591 | 12876.0455 | 13069.1862 | 13265.224 | 0 | 0 | 0 | 0 | 2762.4785 | 2762.4785 | 2762.4785 | 2762.4785 | 2762.4785 | 2762.4785 | 2762.4785 | 2762.4785 | 2762.4785 | 2762.4785 | 2762.4785 | 2762.4785 | 2762.4785 | 2762.4785 | 2762.4785 | 0 | 0 | 0 | 0 | 33510.1907 | 34012.8435 | 34523.0362 | 35040.8817 | 35566.4949 | 36099.9924 | 36641.4922 | 37191.1146 | 37748.9813 | 38315.2161 | 38889.9443 | 39473.2935 | 40065.3929 | 40666.3738 | 41276.3694 | 0 | 0 | 0 | 0 | 10200 | 0 | 0 | 0 | 0 | 0 | 0 | 0 | 0
Residential | CFL Lamp (≤18W) | 0 | 2 | 0 | 0 | 0 | 0 | 0 | 74.35 | 0 | 0 |  | n/a | n/a | n/a | n/a | n/a | 0 | 0 | 0 | 0 | 0 | 0 | 0 | 0 | 0 | 0 | 0 | 0 | 0 | 0 | 0 | 0 | 0 | 0 | 0 | 0 | 0 | 0 | 0 | 0 | 0 | 0 | 0 | 0 | 0 | 0 | 0 | 0 | 0 | 0 | 0 | 0 | 0 | 0 | 0 | 0 | 0 | 0 | 0 | 0 | 0 | 0 | 0 | 0 | 0 | 0 | 0 | 0 | 0 | 0 | 0 | 0 | 0 | 0 | 0 | 0 | 0 | 0 | 0 | 0 | 0 | 0 | 0 | 0 | 0 | 0 | 0 | 0 | 0
Residential | CFL Lamp (18-32W) | 0 | 2 | 0 | 0 | 0 | 0 | 0 | 74.35 | 0 | 0 |  | n/a | n/a | n/a | n/a | n/a | 0 | 0 | 0 | 0 | 0 | 0 | 0 | 0 | 0 | 0 | 0 | 0 | 0 | 0 | 0 | 0 | 0 | 0 | 0 | 0 | 0 | 0 | 0 | 0 | 0 | 0 | 0 | 0 | 0 | 0 | 0 | 0 | 0 | 0 | 0 | 0 | 0 | 0 | 0 | 0 | 0 | 0 | 0 | 0 | 0 | 0 | 0 | 0 | 0 | 0 | 0 | 0 | 0 | 0 | 0 | 0 | 0 | 0 | 0 | 0 | 0 | 0 | 0 | 0 | 0 | 0 | 0 | 0 | 0 | 0 | 0 | 0 | 0
Residential | CFL Lamp (≥33W) | 0 | 2 | 0 | 0 | 0 | 0 | 0 | 108.23 | 0 | 0 |  | n/a | n/a | n/a | n/a | n/a | 0 | 0 | 0 | 0 | 0 | 0 | 0 | 0 | 0 | 0 | 0 | 0 | 0 | 0 | 0 | 0 | 0 | 0 | 0 | 0 | 0 | 0 | 0 | 0 | 0 | 0 | 0 | 0 | 0 | 0 | 0 | 0 | 0 | 0 | 0 | 0 | 0 | 0 | 0 | 0 | 0 | 0 | 0 | 0 | 0 | 0 | 0 | 0 | 0 | 0 | 0 | 0 | 0 | 0 | 0 | 0 | 0 | 0 | 0 | 0 | 0 | 0 | 0 | 0 | 0 | 0 | 0 | 0 | 0 | 0 | 0 | 0 | 0
Residential | Low-Wattage T8 | 850 | 8 | 0 | 33895.1875 | 0 | 7.529 | 0 | 2 | 0 | 425 |  | 5.6233 | 22.4931 | 7.0007 | 17.7475 | 0.31685 | 8783.1348 | 2151.4598 | 27329.8001 | 0 | 390.4814 | 1561.9258 | 0 | 1506.378 | 1528.9737 | 1551.9083 | 1575.1869 | 1598.8148 | 1622.797 | 1647.1389 | 1671.846 | 0 | 0 | 0 | 0 | 0 | 0 | 0 | 0 | 0 | 0 | 0 | 386.4051 | 386.4051 | 386.4051 | 386.4051 | 386.4051 | 386.4051 | 386.4051 | 386.4051 | 0 | 0 | 0 | 0 | 0 | 0 | 0 | 0 | 0 | 0 | 0 | 4687.2798 | 4757.589 | 4828.9529 | 4901.3872 | 4974.908 | 5049.5316 | 5125.2746 | 5202.1537 | 0 | 0 | 0 | 0 | 0 | 0 | 0 | 0 | 0 | 0 | 0 | 1700 | 0 | 0 | 0 | 0 | 0 | 0 | 0 | 0
Residential | Ceramic Metal Halide Fixture (≤150W) | 50 | 13 | 0 | 18609.1225 | 0 | 4.1336 | 0 | 72 | 0 | 850 |  | 2.0321 | 8.6066 | 2.5164 | 6.5593 | 0.30981 | 6721.412 | 1601.9574 | 20914.4969 | 0 | 780.9629 | 3307.6075 | 0 | 827.0311 | 839.4366 | 852.0281 | 864.8085 | 877.7806 | 890.9474 | 904.3116 | 917.8762 | 931.6444 | 945.6191 | 959.8033 | 974.2004 | 988.8134 | 0 | 0 | 0 | 0 | 0 | 0 | 212.144 | 212.144 | 212.144 | 212.144 | 212.144 | 212.144 | 212.144 | 212.144 | 212.144 | 212.144 | 212.144 | 212.144 | 212.144 | 0 | 0 | 0 | 0 | 0 | 0 | 2573.4085 | 2612.0097 | 2651.1898 | 2690.9577 | 2731.322 | 2772.2918 | 2813.8762 | 2856.0844 | 2898.9256 | 2942.4095 | 2986.5457 | 3031.3438 | 3076.814 | 0 | 0 | 0 | 0 | 0 | 0 | 3600 | 0 | 0 | 0 | 0 | 0 | 0 | 0 | 0
Residential | Ceramic Metal Halide Fixture (150-250W) | 50 | 13 | 0 | 35224.4105 | 0 | 7.8242 | 0 | 142.12 | 0 | 1400 |  | 1.9487 | 9.891 | 2.4131 | 6.2606 | 0.31126 | 12722.6727 | 3032.2765 | 39588.1548 | 0 | 1286.2918 | 6528.8497 | 0 | 1565.4517 | 1588.9335 | 1612.7675 | 1636.959 | 1661.5134 | 1686.4361 | 1711.7326 | 1737.4086 | 1763.4697 | 1789.9218 | 1816.7706 | 1844.0222 | 1871.6825 | 0 | 0 | 0 | 0 | 0 | 0 | 401.5583 | 401.5583 | 401.5583 | 401.5583 | 401.5583 | 401.5583 | 401.5583 | 401.5583 | 401.5583 | 401.5583 | 401.5583 | 401.5583 | 401.5583 | 0 | 0 | 0 | 0 | 0 | 0 | 4871.0947 | 4944.1611 | 5018.3236 | 5093.5984 | 5170.0024 | 5247.5524 | 5326.2657 | 5406.1597 | 5487.2521 | 5569.5609 | 5653.1043 | 5737.9009 | 5823.9694 | 0 | 0 | 0 | 0 | 0 | 0 | 7106 | 0 | 0 | 0 | 0 | 0 | 0 | 0 | 0
Residential | Ceramic Metal Halide Fixture (≥250W) | 50 | 13 | 0 | 35556.7163 | 0 | 7.898 | 0 | 117 | 0 | 2250 |  | 2.3894 | 6.2124 | 2.9589 | 7.8195 | 0.30557 | 12842.6979 | 3060.8829 | 39961.6279 | 0 | 2067.2547 | 5374.8622 | 0 | 1580.2201 | 1603.9234 | 1627.9823 | 1652.402 | 1677.188 | 1702.3458 | 1727.881 | 1753.7992 | 1780.1062 | 1806.8078 | 1833.9099 | 1861.4186 | 1889.3399 | 0 | 0 | 0 | 0 | 0 | 0 | 405.3466 | 405.3466 | 405.3466 | 405.3466 | 405.3466 | 405.3466 | 405.3466 | 405.3466 | 405.3466 | 405.3466 | 405.3466 | 405.3466 | 405.3466 | 0 | 0 | 0 | 0 | 0 | 0 | 4917.0484 | 4990.8042 | 5065.6662 | 5141.6512 | 5218.776 | 5297.0576 | 5376.5135 | 5457.1612 | 5539.0186 | 5622.1039 | 5706.4355 | 5792.032 | 5878.9125 | 0 | 0 | 0 | 0 | 0 | 0 | 5850 | 0 | 0 | 0 | 0 | 0 | 0 | 0 | 0
Residential | Pulse Start Metal Halide Fixture (≤175W) | 50 | 15 | 0 | 6978.4209 | 0 | 1.5501 | 0 | 69.18 | 0 | 1250 |  | 0.86301 | 2.3881 | 1.0667 | 3.0467 | 0.28326 | 2742.7098 | 647.3621 | 8534.2775 | 0 | 1148.4748 | 3178.0595 | 0 | 310.1367 | 314.7887 | 319.5105 | 324.3032 | 329.1677 | 334.1053 | 339.1168 | 344.2036 | 349.3666 | 354.6071 | 359.9263 | 365.3251 | 370.805 | 376.3671 | 382.0126 | 0 | 0 | 0 | 0 | 79.554 | 79.554 | 79.554 | 79.554 | 79.554 | 79.554 | 79.554 | 79.554 | 79.554 | 79.554 | 79.554 | 79.554 | 79.554 | 79.554 | 79.554 | 0 | 0 | 0 | 0 | 965.0282 | 979.5036 | 994.1962 | 1009.1091 | 1024.2458 | 1039.6094 | 1055.2036 | 1071.0316 | 1087.0971 | 1103.4036 | 1119.9546 | 1136.7539 | 1153.8053 | 1171.1123 | 1188.679 | 0 | 0 | 0 | 0 | 3459 | 0 | 0 | 0 | 0 | 0 | 0 | 0 | 0
Residential | Pulse Start Metal Halide Fixture (175-320W) | 50 | 15 | 0 | 20935.2628 | 0 | 4.6503 | 0 | 132.12 | 0 | 2000 |  | 1.3557 | 4.4777 | 1.6756 | 4.5211 | 0.29985 | 8228.1294 | 1942.0864 | 25602.8325 | 0 | 1837.5597 | 6069.4598 | 0 | 930.41 | 944.3661 | 958.5316 | 972.9096 | 987.5032 | 1002.3158 | 1017.3505 | 1032.6108 | 1048.0999 | 1063.8214 | 1079.7788 | 1095.9754 | 1112.4151 | 1129.1013 | 1146.0378 | 0 | 0 | 0 | 0 | 238.662 | 238.662 | 238.662 | 238.662 | 238.662 | 238.662 | 238.662 | 238.662 | 238.662 | 238.662 | 238.662 | 238.662 | 238.662 | 238.662 | 238.662 | 0 | 0 | 0 | 0 | 2895.0846 | 2938.5109 | 2982.5885 | 3027.3274 | 3072.7373 | 3118.8283 | 3165.6108 | 3213.0949 | 3261.2913 | 3310.2107 | 3359.8639 | 3410.2618 | 3461.4158 | 3513.337 | 3566.037 | 0 | 0 | 0 | 0 | 6606 | 0 | 0 | 0 | 0 | 0 | 0 | 0 | 0
Residential | Pulse Start Metal Halide Fixture (320-750W) | 50 | 15 | 0 | 28578.2953 | 0 | 6.348 | 0 | 108 | 0 | 2750 |  | 2.2639 | 4.4454 | 2.7982 | 7.5536 | 0.29971 | 11232.0496 | 2651.102 | 34949.8983 | 0 | 2526.6446 | 4961.4112 | 0 | 1270.0835 | 1289.1347 | 1308.4717 | 1328.0988 | 1348.0203 | 1368.2406 | 1388.7642 | 1409.5957 | 1430.7396 | 1452.2007 | 1473.9837 | 1496.0935 | 1518.5349 | 1541.3129 | 1564.4326 | 0 | 0 | 0 | 0 | 325.7926 | 325.7926 | 325.7926 | 325.7926 | 325.7926 | 325.7926 | 325.7926 | 325.7926 | 325.7926 | 325.7926 | 325.7926 | 325.7926 | 325.7926 | 325.7926 | 325.7926 | 0 | 0 | 0 | 0 | 3952.0202 | 4011.3006 | 4071.4701 | 4132.5421 | 4194.5302 | 4257.4482 | 4321.3099 | 4386.1296 | 4451.9215 | 4518.7003 | 4586.4808 | 4655.278 | 4725.1072 | 4795.9838 | 4867.9236 | 0 | 0 | 0 | 0 | 5400 | 0 | 0 | 0 | 0 | 0 | 0 | 0 | 0
Residential | Pulse Start Metal Halide Fixture (≥750W) | 50 | 15 | 0 | 89057.9435 | 0 | 19.782 | 0 | 10 | 0 | 3250 |  | 76.1928 | 11.722 | 94.1766 | 243.5832 | 0.3128 | 35002.2011 | 8261.5737 | 108913.6367 | 0 | 2986.0345 | 459.3899 | 0 | 3957.9345 | 4017.3035 | 4077.563 | 4138.7265 | 4200.8074 | 4263.8195 | 4327.7768 | 4392.6934 | 4458.5838 | 4525.4626 | 4593.3445 | 4662.2447 | 4732.1784 | 4803.1611 | 4875.2085 | 0 | 0 | 0 | 0 | 1015.2606 | 1015.2606 | 1015.2606 | 1015.2606 | 1015.2606 | 1015.2606 | 1015.2606 | 1015.2606 | 1015.2606 | 1015.2606 | 1015.2606 | 1015.2606 | 1015.2606 | 1015.2606 | 1015.2606 | 0 | 0 | 0 | 0 | 12315.598 | 12500.3319 | 12687.8369 | 12878.1545 | 13071.3268 | 13267.3967 | 13466.4076 | 13668.4038 | 13873.4298 | 14081.5313 | 14292.7542 | 14507.1456 | 14724.7527 | 14945.624 | 15169.8084 | 0 | 0 | 0 | 0 | 500 | 0 | 0 | 0 | 0 | 0 | 0 | 0 | 0
Residential | Energy Star LED Lamp (≤5W) | 150 | 8 | 0 | 15950.6765 | 0 | 3.543 | 0 | 31.91 | 0 | 750 |  | 0.93986 | 5.9982 | 1.1701 | 3.0812 | 0.30503 | 4133.2399 | 1012.4517 | 12861.0824 | 0 | 689.0849 | 4397.7398 | 0 | 708.8838 | 719.517 | 730.3098 | 741.2644 | 752.3834 | 763.6692 | 775.1242 | 786.7511 | 0 | 0 | 0 | 0 | 0 | 0 | 0 | 0 | 0 | 0 | 0 | 181.8377 | 181.8377 | 181.8377 | 181.8377 | 181.8377 | 181.8377 | 181.8377 | 181.8377 | 0 | 0 | 0 | 0 | 0 | 0 | 0 | 0 | 0 | 0 | 0 | 2205.7787 | 2238.8654 | 2272.4484 | 2306.5351 | 2341.1332 | 2376.2502 | 2411.8939 | 2448.0723 | 0 | 0 | 0 | 0 | 0 | 0 | 0 | 0 | 0 | 0 | 0 | 4786.5 | 0 | 0 | 0 | 0 | 0 | 0 | 0 | 0
Residential | Energy Star LED Lamp (5-10W) | 200 | 8 | 0 | 31901.3529 | 0 | 7.0861 | 0 | 37.79 | 0 | 1700 |  | 1.1904 | 5.2925 | 1.482 | 3.9291 | 0.30298 | 8266.4799 | 2024.9033 | 25722.1648 | 0 | 1561.9258 | 6944.1382 | 0 | 1417.7676 | 1439.0341 | 1460.6196 | 1482.5289 | 1504.7668 | 1527.3383 | 1550.2484 | 1573.5021 | 0 | 0 | 0 | 0 | 0 | 0 | 0 | 0 | 0 | 0 | 0 | 363.6754 | 363.6754 | 363.6754 | 363.6754 | 363.6754 | 363.6754 | 363.6754 | 363.6754 | 0 | 0 | 0 | 0 | 0 | 0 | 0 | 0 | 0 | 0 | 0 | 4411.5575 | 4477.7308 | 4544.8968 | 4613.0703 | 4682.2663 | 4752.5003 | 4823.7878 | 4896.1446 | 0 | 0 | 0 | 0 | 0 | 0 | 0 | 0 | 0 | 0 | 0 | 7558 | 0 | 0 | 0 | 0 | 0 | 0 | 0 | 0
Residential | Energy Star LED Lamp (>10W) | 100 | 8 | 0 | 25255.2377 | 0 | 5.6098 | 0 | 62.96 | 0 | 1250 |  | 1.1313 | 5.6982 | 1.4084 | 3.7188 | 0.30422 | 6544.2966 | 1603.0484 | 20363.3804 | 0 | 1148.4748 | 5784.638 | 0 | 1122.3993 | 1139.2353 | 1156.3238 | 1173.6687 | 1191.2737 | 1209.1428 | 1227.28 | 1245.6892 | 0 | 0 | 0 | 0 | 0 | 0 | 0 | 0 | 0 | 0 | 0 | 287.9097 | 287.9097 | 287.9097 | 287.9097 | 287.9097 | 287.9097 | 287.9097 | 287.9097 | 0 | 0 | 0 | 0 | 0 | 0 | 0 | 0 | 0 | 0 | 0 | 3492.483 | 3544.8703 | 3598.0433 | 3652.014 | 3706.7942 | 3762.3961 | 3818.832 | 3876.1145 | 0 | 0 | 0 | 0 | 0 | 0 | 0 | 0 | 0 | 0 | 0 | 6296 | 0 | 0 | 0 | 0 | 0 | 0 | 0 | 0
Residential | High Performance T8 (1-2 Lamp) | 150 | 15 | 0 | 9969.1728 | 0 | 2.2144 | 0 | 15 | 0 | 1350 |  | 1.8953 | 3.1589 | 2.3427 | 6.4976 | 0.2917 | 3918.1568 | 924.803 | 12191.825 | 0 | 1240.3528 | 2067.2547 | 0 | 443.0524 | 449.6982 | 456.4436 | 463.2903 | 470.2396 | 477.2932 | 484.4526 | 491.7194 | 499.0952 | 506.5816 | 514.1804 | 521.8931 | 529.7215 | 537.6673 | 545.7323 | 0 | 0 | 0 | 0 | 113.6486 | 113.6486 | 113.6486 | 113.6486 | 113.6486 | 113.6486 | 113.6486 | 113.6486 | 113.6486 | 113.6486 | 113.6486 | 113.6486 | 113.6486 | 113.6486 | 113.6486 | 0 | 0 | 0 | 0 | 1378.6117 | 1399.2909 | 1420.2803 | 1441.5845 | 1463.2082 | 1485.1563 | 1507.4337 | 1530.0452 | 1552.9959 | 1576.2908 | 1599.9352 | 1623.9342 | 1648.2932 | 1673.0176 | 1698.1129 | 0 | 0 | 0 | 0 | 2250 | 0 | 0 | 0 | 0 | 0 | 0 | 0 | 0
Residential | High Performance T8 (3-4 Lamp) | 150 | 15 | 0 | 9969.1728 | 0 | 2.2144 | 0 | 18 | 0 | 2700 |  | 1.5795 | 1.5795 | 1.9523 | 5.9147 | 0.26704 | 3918.1568 | 924.803 | 12191.825 | 0 | 2480.7056 | 2480.7056 | 0 | 443.0524 | 449.6982 | 456.4436 | 463.2903 | 470.2396 | 477.2932 | 484.4526 | 491.7194 | 499.0952 | 506.5816 | 514.1804 | 521.8931 | 529.7215 | 537.6673 | 545.7323 | 0 | 0 | 0 | 0 | 113.6486 | 113.6486 | 113.6486 | 113.6486 | 113.6486 | 113.6486 | 113.6486 | 113.6486 | 113.6486 | 113.6486 | 113.6486 | 113.6486 | 113.6486 | 113.6486 | 113.6486 | 0 | 0 | 0 | 0 | 1378.6117 | 1399.2909 | 1420.2803 | 1441.5845 | 1463.2082 | 1485.1563 | 1507.4337 | 1530.0452 | 1552.9959 | 1576.2908 | 1599.9352 | 1623.9342 | 1648.2932 | 1673.0176 | 1698.1129 | 0 | 0 | 0 | 0 | 2700 | 0 | 0 | 0 | 0 | 0 | 0 | 0 | 0
Residential | LED Parking Garage/Canopy (<30W) | 250 | 16 | 0 | 175623.5939 | 0 | 39.0104 | 0 | 125 | 0 | 8750 |  | 2.4917 | 8.8989 | 3.0771 | 8.0332 | 0.31017 | 71541.1079 | 16808.2099 | 222608.9212 | 0 | 8039.3238 | 28711.8706 | 0 | 7805.1059 | 7922.1824 | 8041.0152 | 8161.6304 | 8284.0549 | 8408.3157 | 8534.4404 | 8662.457 | 8792.3939 | 8924.2798 | 9058.144 | 9194.0161 | 9331.9264 | 9471.9053 | 9613.9839 | 9758.1936 | 0 | 0 | 0 | 2002.109 | 2002.109 | 2002.109 | 2002.109 | 2002.109 | 2002.109 | 2002.109 | 2002.109 | 2002.109 | 2002.109 | 2002.109 | 2002.109 | 2002.109 | 2002.109 | 2002.109 | 2002.109 | 0 | 0 | 0 | 24286.543 | 24650.8412 | 25020.6038 | 25395.9128 | 25776.8515 | 26163.5043 | 26555.9569 | 26954.2962 | 27358.6107 | 27768.9898 | 28185.5247 | 28608.3076 | 29037.4322 | 29472.9936 | 29915.0886 | 30363.8149 | 0 | 0 | 0 | 31250 | 0 | 0 | 0 | 0 | 0 | 0 | 0 | 0
Residential | LED Parking Garage/Canopy (30-75W) | 100 | 16 | 0 | 86665.3421 | 0 | 19.2506 | 0 | 250 | 0 | 7500 |  | 1.537 | 5.1232 | 1.8981 | 5.0825 | 0.30241 | 35303.5401 | 8294.3825 | 109851.2898 | 0 | 6890.849 | 22969.4965 | 0 | 3851.6019 | 3909.3759 | 3968.0166 | 4027.5368 | 4087.9499 | 4149.2691 | 4211.5082 | 4274.6808 | 4338.801 | 4403.883 | 4469.9413 | 4536.9904 | 4605.0452 | 4674.1209 | 4744.2327 | 4815.3962 | 0 | 0 | 0 | 987.9849 | 987.9849 | 987.9849 | 987.9849 | 987.9849 | 987.9849 | 987.9849 | 987.9849 | 987.9849 | 987.9849 | 987.9849 | 987.9849 | 987.9849 | 987.9849 | 987.9849 | 987.9849 | 0 | 0 | 0 | 11984.7312 | 12164.5021 | 12346.9697 | 12532.1742 | 12720.1568 | 12910.9592 | 13104.6236 | 13301.1929 | 13500.7108 | 13703.2215 | 13908.7698 | 14117.4013 | 14329.1624 | 14544.0998 | 14762.2613 | 14983.6952 | 0 | 0 | 0 | 25000 | 0 | 0 | 0 | 0 | 0 | 0 | 0 | 0
Residential | LED Parking Garage/Canopy (≥75W) | 250 | 16 | 0 | 406409.9439 | 0 | 90.2739 | 0 | 375 | 0 | 25000 |  | 1.922 | 7.2075 | 2.3736 | 6.2472 | 0.30766 | 165553.0273 | 38895.8197 | 515138.5254 | 0 | 22969.4965 | 86135.6119 | 0 | 18061.7681 | 18332.6947 | 18607.6851 | 18886.8004 | 19170.1024 | 19457.6539 | 19749.5187 | 20045.7615 | 20346.4479 | 20651.6446 | 20961.4193 | 21275.8406 | 21594.9782 | 21918.9029 | 22247.6864 | 22581.4017 | 0 | 0 | 0 | 4633.0734 | 4633.0734 | 4633.0734 | 4633.0734 | 4633.0734 | 4633.0734 | 4633.0734 | 4633.0734 | 4633.0734 | 4633.0734 | 4633.0734 | 4633.0734 | 4633.0734 | 4633.0734 | 4633.0734 | 4633.0734 | 0 | 0 | 0 | 56201.4042 | 57044.4253 | 57900.0916 | 58768.593 | 59650.1219 | 60544.8737 | 61453.0468 | 62374.8426 | 63310.4652 | 64260.1222 | 65224.024 | 66202.3844 | 67195.4201 | 68203.3514 | 69226.4017 | 70264.7977 | 0 | 0 | 0 | 93750 | 0 | 0 | 0 | 0 | 0 | 0 | 0 | 0
Residential | Lighting Optimization - Remove Lamp from T8 System | 150 | 15 | 0 | 30319.0458 | 0 | 6.7346 | 0 | 12 | 0 | 1200 |  | 7.2053 | 10.808 | 8.906 | 23.087 | 0.3121 | 11916.212 | 2812.585 | 37078.7535 | 0 | 1102.5358 | 1653.8037 | 0 | 1347.4463 | 1367.658 | 1388.1729 | 1408.9955 | 1430.1304 | 1451.5823 | 1473.3561 | 1495.4564 | 1517.8883 | 1540.6566 | 1563.7664 | 1587.2229 | 1611.0313 | 1635.1968 | 1659.7247 | 0 | 0 | 0 | 0 | 345.6371 | 345.6371 | 345.6371 | 345.6371 | 345.6371 | 345.6371 | 345.6371 | 345.6371 | 345.6371 | 345.6371 | 345.6371 | 345.6371 | 345.6371 | 345.6371 | 345.6371 | 0 | 0 | 0 | 0 | 4192.7442 | 4255.6354 | 4319.4699 | 4384.262 | 4450.0259 | 4516.7763 | 4584.5279 | 4653.2959 | 4723.0953 | 4793.9417 | 4865.8509 | 4938.8386 | 5012.9212 | 5088.115 | 5164.4367 | 0 | 0 | 0 | 0 | 1800 | 0 | 0 | 0 | 0 | 0 | 0 | 0 | 0
Residential | Lighting Optimization - Remove 2 Lamps from T8 System | 100 | 15 | 0 | 40425.3944 | 0 | 8.9795 | 0 | 24 | 0 | 1600 |  | 7.2053 | 10.808 | 8.906 | 23.087 | 0.3121 | 15888.2827 | 3750.1133 | 49438.338 | 0 | 1470.0478 | 2205.0717 | 0 | 1796.5951 | 1823.544 | 1850.8972 | 1878.6606 | 1906.8405 | 1935.4431 | 1964.4748 | 1993.9419 | 2023.851 | 2054.2088 | 2085.0219 | 2116.2973 | 2148.0417 | 2180.2623 | 2212.9663 | 0 | 0 | 0 | 0 | 460.8495 | 460.8495 | 460.8495 | 460.8495 | 460.8495 | 460.8495 | 460.8495 | 460.8495 | 460.8495 | 460.8495 | 460.8495 | 460.8495 | 460.8495 | 460.8495 | 460.8495 | 0 | 0 | 0 | 0 | 5590.3256 | 5674.1805 | 5759.2932 | 5845.6826 | 5933.3679 | 6022.3684 | 6112.7039 | 6204.3945 | 6297.4604 | 6391.9223 | 6487.8011 | 6585.1182 | 6683.8949 | 6784.1533 | 6885.9156 | 0 | 0 | 0 | 0 | 2400 | 0 | 0 | 0 | 0 | 0 | 0 | 0 | 0
Residential | T8 (≤4 ft, 1-2 Lamp) | 50 | 18 | 0 | 13624.5361 | 0 | 3.0264 | 0 | 43 | 0 | 250 |  | 2.9877 | 25.6942 | 3.6835 | 9.4129 | 0.31741 | 5901.8252 | 1374.555 | 18364.2521 | 0 | 229.695 | 1975.3767 | 0 | 605.5049 | 614.5875 | 623.8063 | 633.1634 | 642.6608 | 652.3007 | 662.0853 | 672.0165 | 682.0968 | 692.3282 | 702.7132 | 713.2539 | 723.9527 | 734.812 | 745.8341 | 757.0216 | 768.377 | 779.9026 | 0 | 155.3197 | 155.3197 | 155.3197 | 155.3197 | 155.3197 | 155.3197 | 155.3197 | 155.3197 | 155.3197 | 155.3197 | 155.3197 | 155.3197 | 155.3197 | 155.3197 | 155.3197 | 155.3197 | 155.3197 | 155.3197 | 0 | 1884.1027 | 1912.3642 | 1941.0497 | 1970.1654 | 1999.7179 | 2029.7137 | 2060.1594 | 2091.0618 | 2122.4277 | 2154.2641 | 2186.5781 | 2219.3767 | 2252.6674 | 2286.4574 | 2320.7543 | 2355.5656 | 2390.8991 | 2426.7626 | 0 | 2150 | 0 | 0 | 0 | 0 | 0 | 0 | 0 | 0
Residential | T8 (≤4 ft, 3-4 Lamp) | 250 | 18 | 0 | 104676.3142 | 0 | 23.2513 | 0 | 55 | 0 | 2250 |  | 3.5892 | 21.9341 | 4.4251 | 11.3319 | 0.31673 | 45343.2913 | 10560.6054 | 141091.2055 | 0 | 2067.2547 | 12633.2231 | 0 | 4652.0498 | 4721.8306 | 4792.6581 | 4864.5479 | 4937.5161 | 5011.5789 | 5086.7526 | 5163.0539 | 5240.4997 | 5319.1072 | 5398.8938 | 5479.8772 | 5562.0753 | 5645.5065 | 5730.1891 | 5816.1419 | 5903.384 | 5991.9348 | 0 | 1193.31 | 1193.31 | 1193.31 | 1193.31 | 1193.31 | 1193.31 | 1193.31 | 1193.31 | 1193.31 | 1193.31 | 1193.31 | 1193.31 | 1193.31 | 1193.31 | 1193.31 | 1193.31 | 1193.31 | 1193.31 | 0 | 14475.423 | 14692.5543 | 14912.9427 | 15136.6368 | 15363.6863 | 15594.1416 | 15828.0538 | 16065.4746 | 16306.4567 | 16551.0535 | 16799.3193 | 17051.3091 | 17307.0788 | 17566.685 | 17830.1852 | 18097.638 | 18369.1026 | 18644.6391 | 0 | 13750 | 0 | 0 | 0 | 0 | 0 | 0 | 0 | 0
Residential | T8 (5-8 ft, 1-2 Lamp) | 150 | 18 | 0 | 59815.0367 | 0 | 13.2864 | 0 | 93 | 0 | 1200 |  | 2.0216 | 23.5008 | 2.4924 | 6.3764 | 0.31704 | 25910.4521 | 6034.6317 | 80623.546 | 0 | 1102.5358 | 12816.9791 | 0 | 2658.3142 | 2698.1889 | 2738.6617 | 2779.7417 | 2821.4378 | 2863.7594 | 2906.7158 | 2950.3165 | 2994.5712 | 3039.4898 | 3085.0822 | 3131.3584 | 3178.3288 | 3226.0037 | 3274.3937 | 3323.5097 | 3373.3623 | 3423.9627 | 0 | 681.8914 | 681.8914 | 681.8914 | 681.8914 | 681.8914 | 681.8914 | 681.8914 | 681.8914 | 681.8914 | 681.8914 | 681.8914 | 681.8914 | 681.8914 | 681.8914 | 681.8914 | 681.8914 | 681.8914 | 681.8914 | 0 | 8271.6703 | 8395.7453 | 8521.6815 | 8649.5067 | 8779.2493 | 8910.9381 | 9044.6022 | 9180.2712 | 9317.9753 | 9457.7449 | 9599.6111 | 9743.6052 | 9889.7593 | 10038.1057 | 10188.6773 | 10341.5074 | 10496.63 | 10654.0795 | 0 | 13950 | 0 | 0 | 0 | 0 | 0 | 0 | 0 | 0
Residential | LED Linear Replacement Lamp (≤4ft) | 4000 | 16 | 0 | 1196300.7342 | 0 | 265.7286 | 0 | 9.5 | 0 | 64000 |  | 13.9578 | 8.2875 | 17.2372 | 45.1157 | 0.30938 | 487318.8048 | 114493.0097 | 1516352.1597 | 0 | 58801.9111 | 34913.6347 | 0 | 53166.284 | 53963.7782 | 54773.2349 | 55594.8334 | 56428.7559 | 57275.1873 | 58134.3151 | 59006.3298 | 59891.4248 | 60789.7961 | 61701.6431 | 62627.1677 | 63566.5752 | 64520.0739 | 65487.875 | 66470.1931 | 0 | 0 | 0 | 13637.8284 | 13637.8284 | 13637.8284 | 13637.8284 | 13637.8284 | 13637.8284 | 13637.8284 | 13637.8284 | 13637.8284 | 13637.8284 | 13637.8284 | 13637.8284 | 13637.8284 | 13637.8284 | 13637.8284 | 13637.8284 | 0 | 0 | 0 | 165433.4057 | 167914.9067 | 170433.6303 | 172990.1348 | 175584.9868 | 178218.7616 | 180892.0431 | 183605.4237 | 186359.5051 | 189154.8976 | 191992.2211 | 194872.1044 | 197795.186 | 200762.1138 | 203773.5455 | 206830.1487 | 0 | 0 | 0 | 38000 | 0 | 0 | 0 | 0 | 0 | 0 | 0 | 0
Residential | LED Linear Replacement Lamp (5-8ft) | 350 | 16 | 0 | 127937.7174 | 0 | 28.4182 | 0 | 9.5 | 0 | 8050 |  | 17.0596 | 7.0463 | 21.0676 | 55.504 | 0.30736 | 52116.0388 | 12244.3913 | 162165.4393 | 0 | 7396.1779 | 3054.943 | 0 | 5685.8387 | 5771.1263 | 5857.6932 | 5945.5586 | 6034.742 | 6125.2631 | 6217.142 | 6310.3992 | 6405.0551 | 6501.131 | 6598.6479 | 6697.6277 | 6798.0921 | 6900.0635 | 7003.5644 | 7108.6179 | 0 | 0 | 0 | 1458.49 | 1458.49 | 1458.49 | 1458.49 | 1458.49 | 1458.49 | 1458.49 | 1458.49 | 1458.49 | 1458.49 | 1458.49 | 1458.49 | 1458.49 | 1458.49 | 1458.49 | 1458.49 | 0 | 0 | 0 | 17692.1837 | 17957.5664 | 18226.9299 | 18500.3339 | 18777.8389 | 19059.5065 | 19345.399 | 19635.58 | 19930.1137 | 20229.0654 | 20532.5014 | 20840.4889 | 21153.0963 | 21470.3927 | 21792.4486 | 22119.3353 | 0 | 0 | 0 | 3325 | 0 | 0 | 0 | 0 | 0 | 0 | 0 | 0
Residential | Fluorescent Fixture Specular Reflector 4-ft | 0 | 15 | 0 | 0 | 0 | 0 | 0 | 30 | 0 | 0 |  | n/a | n/a | n/a | n/a | n/a | 0 | 0 | 0 | 0 | 0 | 0 | 0 | 0 | 0 | 0 | 0 | 0 | 0 | 0 | 0 | 0 | 0 | 0 | 0 | 0 | 0 | 0 | 0 | 0 | 0 | 0 | 0 | 0 | 0 | 0 | 0 | 0 | 0 | 0 | 0 | 0 | 0 | 0 | 0 | 0 | 0 | 0 | 0 | 0 | 0 | 0 | 0 | 0 | 0 | 0 | 0 | 0 | 0 | 0 | 0 | 0 | 0 | 0 | 0 | 0 | 0 | 0 | 0 | 0 | 0 | 0 | 0 | 0 | 0 | 0 | 0 | 0 | 0
Residential | Fluorescent Fixture Specular Reflector two 4-ft | 0 | 15 | 0 | 0 | 0 | 0 | 0 | 30 | 0 | 0 |  | n/a | n/a | n/a | n/a | n/a | 0 | 0 | 0 | 0 | 0 | 0 | 0 | 0 | 0 | 0 | 0 | 0 | 0 | 0 | 0 | 0 | 0 | 0 | 0 | 0 | 0 | 0 | 0 | 0 | 0 | 0 | 0 | 0 | 0 | 0 | 0 | 0 | 0 | 0 | 0 | 0 | 0 | 0 | 0 | 0 | 0 | 0 | 0 | 0 | 0 | 0 | 0 | 0 | 0 | 0 | 0 | 0 | 0 | 0 | 0 | 0 | 0 | 0 | 0 | 0 | 0 | 0 | 0 | 0 | 0 | 0 | 0 | 0 | 0 | 0 | 0 | 0 | 0
Residential | Fluorescent Fixture Specular Reflector 8-ft | 0 | 15 | 0 | 0 | 0 | 0 | 0 | 50 | 0 | 0 |  | n/a | n/a | n/a | n/a | n/a | 0 | 0 | 0 | 0 | 0 | 0 | 0 | 0 | 0 | 0 | 0 | 0 | 0 | 0 | 0 | 0 | 0 | 0 | 0 | 0 | 0 | 0 | 0 | 0 | 0 | 0 | 0 | 0 | 0 | 0 | 0 | 0 | 0 | 0 | 0 | 0 | 0 | 0 | 0 | 0 | 0 | 0 | 0 | 0 | 0 | 0 | 0 | 0 | 0 | 0 | 0 | 0 | 0 | 0 | 0 | 0 | 0 | 0 | 0 | 0 | 0 | 0 | 0 | 0 | 0 | 0 | 0 | 0 | 0 | 0 | 0 | 0 | 0
Residential | Fluorescent Fixture Specular Reflector two 8-ft | 0 | 15 | 0 | 0 | 0 | 0 | 0 | 50 | 0 | 0 |  | n/a | n/a | n/a | n/a | n/a | 0 | 0 | 0 | 0 | 0 | 0 | 0 | 0 | 0 | 0 | 0 | 0 | 0 | 0 | 0 | 0 | 0 | 0 | 0 | 0 | 0 | 0 | 0 | 0 | 0 | 0 | 0 | 0 | 0 | 0 | 0 | 0 | 0 | 0 | 0 | 0 | 0 | 0 | 0 | 0 | 0 | 0 | 0 | 0 | 0 | 0 | 0 | 0 | 0 | 0 | 0 | 0 | 0 | 0 | 0 | 0 | 0 | 0 | 0 | 0 | 0 | 0 | 0 | 0 | 0 | 0 | 0 | 0 | 0 | 0 | 0 | 0 | 0
Residential | Multi-CFL Fixture | 0 | 0 | 0 | 0 | 0 | 0 | 0 | 0 | 0 | 0 |  | n/a | n/a | n/a | n/a | n/a | 0 | 0 | 0 | 0 | 0 | 0 | 0 | 0 | 0 | 0 | 0 | 0 | 0 | 0 | 0 | 0 | 0 | 0 | 0 | 0 | 0 | 0 | 0 | 0 | 0 | 0 | 0 | 0 | 0 | 0 | 0 | 0 | 0 | 0 | 0 | 0 | 0 | 0 | 0 | 0 | 0 | 0 | 0 | 0 | 0 | 0 | 0 | 0 | 0 | 0 | 0 | 0 | 0 | 0 | 0 | 0 | 0 | 0 | 0 | 0 | 0 | 0 | 0 | 0 | 0 | 0 | 0 | 0 | 0 | 0 | 0 | 0 | 0
Residential | Indirect Fixture | 0 | 0 | 0 | 0 | 0 | 0 | 0 | 0 | 0 | 0 |  | n/a | n/a | n/a | n/a | n/a | 0 | 0 | 0 | 0 | 0 | 0 | 0 | 0 | 0 | 0 | 0 | 0 | 0 | 0 | 0 | 0 | 0 | 0 | 0 | 0 | 0 | 0 | 0 | 0 | 0 | 0 | 0 | 0 | 0 | 0 | 0 | 0 | 0 | 0 | 0 | 0 | 0 | 0 | 0 | 0 | 0 | 0 | 0 | 0 | 0 | 0 | 0 | 0 | 0 | 0 | 0 | 0 | 0 | 0 | 0 | 0 | 0 | 0 | 0 | 0 | 0 | 0 | 0 | 0 | 0 | 0 | 0 | 0 | 0 | 0 | 0 | 0 | 0
Residential | Ceiling Mount Occupancy | 0 | 8 | 0 | 0 | 0 | 0 | 0 | 125 | 0 | 0 |  | n/a | n/a | n/a | n/a | n/a | 0 | 0 | 0 | 0 | 0 | 0 | 0 | 0 | 0 | 0 | 0 | 0 | 0 | 0 | 0 | 0 | 0 | 0 | 0 | 0 | 0 | 0 | 0 | 0 | 0 | 0 | 0 | 0 | 0 | 0 | 0 | 0 | 0 | 0 | 0 | 0 | 0 | 0 | 0 | 0 | 0 | 0 | 0 | 0 | 0 | 0 | 0 | 0 | 0 | 0 | 0 | 0 | 0 | 0 | 0 | 0 | 0 | 0 | 0 | 0 | 0 | 0 | 0 | 0 | 0 | 0 | 0 | 0 | 0 | 0 | 0 | 0 | 0
Residential | Wall Mount Occupancy | 20 | 8 | 0 | 7596.8854 | 0 | 0.24261 | 0 | 55 | 0 | 240 |  | 1.8192 | 8.338 | 2.2963 | 6.279 | 0.28973 | 1838.593 | 482.204 | 6125.3935 | 0 | 220.5072 | 1010.6578 | 0 | 315.3334 | 320.0634 | 324.8644 | 329.7374 | 334.6834 | 339.7037 | 344.7992 | 349.9712 | 0 | 0 | 0 | 0 | 0 | 0 | 0 | 0 | 0 | 0 | 0 | 86.6045 | 86.6045 | 86.6045 | 86.6045 | 86.6045 | 86.6045 | 86.6045 | 86.6045 | 0 | 0 | 0 | 0 | 0 | 0 | 0 | 0 | 0 | 0 | 0 | 1050.5541 | 1066.3124 | 1082.3071 | 1098.5417 | 1115.0198 | 1131.7451 | 1148.7213 | 1165.9521 | 0 | 0 | 0 | 0 | 0 | 0 | 0 | 0 | 0 | 0 | 0 | 1100 | 0 | 0 | 0 | 0 | 0 | 0 | 0 | 0
Residential | Fixture Mount Occupancy | 20 | 8 | 0 | 7596.8854 | 0 | 0.24261 | 0 | 55 | 0 | 240 |  | 1.8192 | 8.338 | 2.2963 | 6.279 | 0.28973 | 1838.593 | 482.204 | 6125.3935 | 0 | 220.5072 | 1010.6578 | 0 | 315.3334 | 320.0634 | 324.8644 | 329.7374 | 334.6834 | 339.7037 | 344.7992 | 349.9712 | 0 | 0 | 0 | 0 | 0 | 0 | 0 | 0 | 0 | 0 | 0 | 86.6045 | 86.6045 | 86.6045 | 86.6045 | 86.6045 | 86.6045 | 86.6045 | 86.6045 | 0 | 0 | 0 | 0 | 0 | 0 | 0 | 0 | 0 | 0 | 0 | 1050.5541 | 1066.3124 | 1082.3071 | 1098.5417 | 1115.0198 | 1131.7451 | 1148.7213 | 1165.9521 | 0 | 0 | 0 | 0 | 0 | 0 | 0 | 0 | 0 | 0 | 0 | 1100 | 0 | 0 | 0 | 0 | 0 | 0 | 0 | 0
Residential | Fixture Mount Photo Sensor | 0 | 8 | 0 | 0 | 0 | 0 | 0 | 65 | 0 | 0 |  | n/a | n/a | n/a | n/a | n/a | 0 | 0 | 0 | 0 | 0 | 0 | 0 | 0 | 0 | 0 | 0 | 0 | 0 | 0 | 0 | 0 | 0 | 0 | 0 | 0 | 0 | 0 | 0 | 0 | 0 | 0 | 0 | 0 | 0 | 0 | 0 | 0 | 0 | 0 | 0 | 0 | 0 | 0 | 0 | 0 | 0 | 0 | 0 | 0 | 0 | 0 | 0 | 0 | 0 | 0 | 0 | 0 | 0 | 0 | 0 | 0 | 0 | 0 | 0 | 0 | 0 | 0 | 0 | 0 | 0 | 0 | 0 | 0 | 0 | 0 | 0 | 0 | 0
Residential | Exit Sign | 160 | 15 | 0 | 92333.5396 | 0 | 10.3929 | 0 | 25 | 0 | 960 |  | 9.4989 | 39.5786 | 11.8295 | 30.9654 | 0.30676 | 34909.4205 | 8565.4386 | 112919.5351 | 0 | 882.0287 | 3675.1194 | 0 | 3947.4432 | 4006.6548 | 4066.7546 | 4127.7559 | 4189.6723 | 4252.5174 | 4316.3051 | 4381.0497 | 4446.7654 | 4513.4669 | 4581.1689 | 4649.8865 | 4719.6348 | 4790.4293 | 4862.2857 | 0 | 0 | 0 | 0 | 1052.6024 | 1052.6024 | 1052.6024 | 1052.6024 | 1052.6024 | 1052.6024 | 1052.6024 | 1052.6024 | 1052.6024 | 1052.6024 | 1052.6024 | 1052.6024 | 1052.6024 | 1052.6024 | 1052.6024 | 0 | 0 | 0 | 0 | 12768.5719 | 12960.1005 | 13154.502 | 13351.8195 | 13552.0968 | 13755.3782 | 13961.7089 | 14171.1345 | 14383.7016 | 14599.4571 | 14818.4489 | 15040.7257 | 15266.3366 | 15495.3316 | 15727.7616 | 0 | 0 | 0 | 0 | 4000 | 0 | 0 | 0 | 0 | 0 | 0 | 0 | 0
C&I | HVAC | [9 empty] | 7400 | 4255 | 1.6517 | 4.35 | 2.0577 | 5.1162 | 0.36336 | 46581.3528 | 11450.8848 | 117486.0388 | 3909.4083 | 6798.971 | 24292.5395 | 0 | 5267.2671 | 5346.2761 | 5426.4702 | 5507.8673 | 5590.4853 | 5674.3426 | 5759.4577 | 5845.8496 | 5933.5373 | 6022.5404 | 6112.8785 | 6204.5717 | 6297.6403 | 6392.1049 | 6487.9864 | 0 | 0 | 0 | 0 | 1407.1934 | 1407.1934 | 1407.1934 | 1407.1934 | 1407.1934 | 1407.1934 | 1407.1934 | 1407.1934 | 1407.1934 | 1407.1934 | 1407.1934 | 1407.1934 | 1407.1934 | 1407.1934 | 1407.1934 | 0 | 0 | 0 | 0 | 13284.9372 | 13484.2112 | 13686.4744 | 13891.7715 | 14100.1481 | 14311.6503 | 14526.3251 | 14744.22 | 14965.3833 | 15189.864 | 15417.712 | 15648.9776 | 15883.7123 | 16121.968 | 16363.7975 | 0 | 0 | 0 | 0 | 26440 | 0 | 0 | 0 | 0 | 0 | 0 | 0 | 0
C&I | Split Package Heat Pump | 4 | 15 | 0 | 8294.5509 | 0 | 1.2605 | 0 | 370 | 0 | 1000 |  | 2.339 | 3.4618 | 2.9049 | 6.4814 | 0.36088 | 3180.6001 | 769.4546 | 7894.6015 | 0 | 918.7799 | 1359.7942 | 0 | 359.6519 | 365.0466 | 370.5223 | 376.0802 | 381.7214 | 387.4472 | 393.2589 | 399.1578 | 405.1452 | 411.2223 | 417.3907 | 423.6515 | 430.0063 | 436.4564 | 443.0032 | 0 | 0 | 0 | 0 | 94.5579 | 94.5579 | 94.5579 | 94.5579 | 94.5579 | 94.5579 | 94.5579 | 94.5579 | 94.5579 | 94.5579 | 94.5579 | 94.5579 | 94.5579 | 94.5579 | 94.5579 | 0 | 0 | 0 | 0 | 892.6957 | 906.0862 | 919.6775 | 933.4726 | 947.4747 | 961.6868 | 976.1121 | 990.7538 | 1005.6151 | 1020.6994 | 1036.0098 | 1051.55 | 1067.3232 | 1083.3331 | 1099.5831 | 0 | 0 | 0 | 0 | 1480 | 0 | 0 | 0 | 0 | 0 | 0 | 0 | 0
C&I | Single System Heat Pump | 8 | 15 | 0 | 7594.756 | 0 | 2.5211 | 0 | 370 | 0 | 2000 |  | 1.1394 | 1.6863 | 1.3985 | 3.3336 | 0.34179 | 3098.739 | 704.5372 | 7228.5495 | 0 | 1837.5597 | 2719.5884 | 0 | 350.3953 | 355.6512 | 360.986 | 366.4008 | 371.8968 | 377.4752 | 383.1374 | 388.8844 | 394.7177 | 400.6384 | 406.648 | 412.7477 | 418.939 | 425.223 | 431.6014 | 0 | 0 | 0 | 0 | 86.5802 | 86.5802 | 86.5802 | 86.5802 | 86.5802 | 86.5802 | 86.5802 | 86.5802 | 86.5802 | 86.5802 | 86.5802 | 86.5802 | 86.5802 | 86.5802 | 86.5802 | 0 | 0 | 0 | 0 | 817.3807 | 829.6415 | 842.0861 | 854.7174 | 867.5381 | 880.5512 | 893.7595 | 907.1659 | 920.7734 | 934.585 | 948.6037 | 962.8328 | 977.2753 | 991.9344 | 1006.8134 | 0 | 0 | 0 | 0 | 2960 | 0 | 0 | 0 | 0 | 0 | 0 | 0 | 0
C&I | Geothermal Heat Pump | 4 | 15 | 0 | 93027.1602 | 0 | 8.7792 | 0 | 4100 | 0 | 2800 |  | 2.3189 | 13.582 | 2.8916 | 6.0469 | 0.38348 | 34940.8516 | 8629.7832 | 88541.5457 | 0 | 2572.5836 | 15067.9897 | 0 | 3950.9973 | 4010.2622 | 4070.4162 | 4131.4724 | 4193.4445 | 4256.3462 | 4320.1914 | 4384.9942 | 4450.7691 | 4517.5307 | 4585.2936 | 4654.073 | 4723.8841 | 4794.7424 | 4866.6635 | 0 | 0 | 0 | 0 | 1060.5096 | 1060.5096 | 1060.5096 | 1060.5096 | 1060.5096 | 1060.5096 | 1060.5096 | 1060.5096 | 1060.5096 | 1060.5096 | 1060.5096 | 1060.5096 | 1060.5096 | 1060.5096 | 1060.5096 | 0 | 0 | 0 | 0 | 10011.9885 | 10162.1684 | 10314.6009 | 10469.3199 | 10626.3597 | 10785.7551 | 10947.5414 | 11111.7545 | 11278.4309 | 11447.6073 | 11619.3214 | 11793.6112 | 11970.5154 | 12150.0731 | 12332.3242 | 0 | 0 | 0 | 0 | 16400 | 0 | 0 | 0 | 0 | 0 | 0 | 0 | 0
C&I | Heat Pump Water Heater | 8 | 15 | 0 | 14521.5469 | 0 | 0.68795 | 0 | 700 | 0 | 1600 |  | 1.042 | 3.6469 | 1.3038 | 2.972 | 0.3506 | 5361.1621 | 1347.1098 | 13821.3421 | 0 | 1470.0478 | 5145.1672 | 0 | 606.2227 | 615.316 | 624.5458 | 633.914 | 643.4227 | 653.074 | 662.8701 | 672.8132 | 682.9054 | 693.1489 | 703.5462 | 714.0994 | 724.8109 | 735.683 | 746.7183 | 0 | 0 | 0 | 0 | 165.5456 | 165.5456 | 165.5456 | 165.5456 | 165.5456 | 165.5456 | 165.5456 | 165.5456 | 165.5456 | 165.5456 | 165.5456 | 165.5456 | 165.5456 | 165.5456 | 165.5456 | 0 | 0 | 0 | 0 | 1562.8722 | 1586.3153 | 1610.11 | 1634.2616 | 1658.7756 | 1683.6572 | 1708.9121 | 1734.5457 | 1760.5639 | 1786.9724 | 1813.777 | 1840.9836 | 1868.5984 | 1896.6274 | 1925.0768 | 0 | 0 | 0 | 0 | 5600 | 0 | 0 | 0 | 0 | 0 | 0 | 0 | 0
C&I | Motors | [9 empty] | 600 | 345 | 0.94095 | 1.7176 | 1.1626 | 3.278 | 0.33338 | 1491.3051 | 351.3651 | 3605.0049 | 316.9791 | 551.2679 | 1267.9162 | 0 | 168.6319 | 171.1614 | 173.7288 | 176.3347 | 178.9798 | 181.6645 | 184.3894 | 187.1553 | 189.9626 | 192.812 | 195.7042 | 198.6398 | 201.6194 | 204.6437 | 207.7133 | 0 | 0 | 0 | 0 | 43.1791 | 43.1791 | 43.1791 | 43.1791 | 43.1791 | 43.1791 | 43.1791 | 43.1791 | 43.1791 | 43.1791 | 43.1791 | 43.1791 | 43.1791 | 43.1791 | 43.1791 | 0 | 0 | 0 | 0 | 407.6422 | 413.7568 | 419.9631 | 426.2626 | 432.6565 | 439.1464 | 445.7336 | 452.4196 | 459.2059 | 466.094 | 473.0854 | 480.1817 | 487.3844 | 494.6951 | 502.1156 | 0 | 0 | 0 | 0 | 1380 | 0 | 0 | 0 | 0 | 0 | 0 | 0 | 0
C&I | ODC Motor | 6 | 15 | 0 | 2222.0812 | 0 | 0.50502 | 0 | 115 | 0 | 300 |  | 1.3801 | 3.1741 | 1.7052 | 3.7709 | 0.36598 | 874.899 | 206.1342 | 2114.9362 | 0 | 275.634 | 633.9581 | 0 | 98.9307 | 100.4147 | 101.9209 | 103.4497 | 105.0015 | 106.5765 | 108.1751 | 109.7978 | 111.4447 | 113.1164 | 114.8131 | 116.5353 | 118.2834 | 120.0576 | 121.8585 | 0 | 0 | 0 | 0 | 25.3317 | 25.3317 | 25.3317 | 25.3317 | 25.3317 | 25.3317 | 25.3317 | 25.3317 | 25.3317 | 25.3317 | 25.3317 | 25.3317 | 25.3317 | 25.3317 | 25.3317 | 0 | 0 | 0 | 0 | 239.1501 | 242.7373 | 246.3784 | 250.0741 | 253.8252 | 257.6325 | 261.497 | 265.4195 | 269.4008 | 273.4418 | 277.5434 | 281.7066 | 285.9322 | 290.2212 | 294.5745 | 0 | 0 | 0 | 0 | 690 | 0 | 0 | 0 | 0 | 0 | 0 | 0 | 0
C&I | TEFC Motor | 6 | 15 | 0 | 1565.5572 | 0 | 0.35581 | 0 | 115 | 0 | 300 |  | 0.97231 | 2.2363 | 1.2014 | 2.7852 | 0.3491 | 616.4061 | 145.2309 | 1490.0687 | 0 | 275.634 | 633.9581 | 0 | 69.7012 | 70.7467 | 71.8079 | 72.885 | 73.9783 | 75.088 | 76.2143 | 77.3575 | 78.5179 | 79.6956 | 80.8911 | 82.1044 | 83.336 | 84.586 | 85.8548 | 0 | 0 | 0 | 0 | 17.8474 | 17.8474 | 17.8474 | 17.8474 | 17.8474 | 17.8474 | 17.8474 | 17.8474 | 17.8474 | 17.8474 | 17.8474 | 17.8474 | 17.8474 | 17.8474 | 17.8474 | 0 | 0 | 0 | 0 | 168.4921 | 171.0195 | 173.5848 | 176.1885 | 178.8314 | 181.5138 | 184.2365 | 187.0001 | 189.8051 | 192.6522 | 195.542 | 198.4751 | 201.4522 | 204.474 | 207.5411 | 0 | 0 | 0 | 0 | 690 | 0 | 0 | 0 | 0 | 0 | 0 | 0 | 0

## Sources
| 1 | 2 | 3 | 4 | 5 | 6 | 7 | 8 | 9 | 10 | 11
[5 empty] | Gross Savings per Unit | [6 empty] | Measure Screening
Sector | Measure | Measure Life | Remaining Life |  | kWh | Ret. kWh | Coincident Peak kW | Ret. Peak kW | Incremental Cost | Future Avoided Cost | Full Cost | 2015 | 2016 | Reference
Residential | LED | 10 |  |  | 38.3173 |  | 0.0045053 |  | 10 |  |  | 1.2614 | 1.3658 | ENERGY STAR/MN TRM
Residential | ENERGY STAR Fixture | 9.4 |  |  | 72.6012 |  | 0.0085363 |  | 15 |  |  | 1.5934 | 1.7253 | ENERGY STAR/MN TRM
Residential | ENERGY STAR Dehumidifier | 12 |  |  | 161.0757 |  | 0.036789 |  | 60 |  |  | 1.091 | 1.1074 | ENERGY STAR/DOE/MN TRM/Illinois
Residential | ENERGY STAR Clothes Washer | 14 |  |  | 202.4211 |  | 0.026075 |  | 210 |  |  | 0.41156 | 0.41773 | ENERGY STAR/DOE/MN TRM/Illinois
Residential | ENERGY STAR Clothes Dryer | 14 |  |  | 167.2398 |  | 0.028724 |  | 152 |  |  | 0.47701 | 0.48416 | ENERGY STAR/DOE/Illinois
Residential | ENERGY STAR Refrigerator | 12 |  |  | 44.298 |  | 0.0066768 |  | 40 |  |  | 0.43795 | 0.44452 | ENERGY STAR/DOE/Illinois
Residential | Recycle and Replace - ENERGY STAR Refrigerator | 12 | 4 |  | 44.298 | 416.892 | 0.0066768 | 0.062836 | 451 | 390 |  | 0.52321 | 0.53106 | Illinois TRM
Residential | CEE Tier 2 Refrigerator | 12 |  |  | 66.2859 |  | 0.0099909 |  | 140 |  |  | 0.18724 | 0.19005 | Energy Star/DOE/CEE/Illinois
Residential | ENERGY STAR Freezer | 11 |  |  | 30.437 |  | 0.0033008 |  | 35 |  |  | 0.32216 | 0.32699 | ENERGY STAR/DOE/Illinois
Residential | ES Dishwasher (Electric DHW) | 10 |  |  | 12 |  | 0.0057692 |  | 50 |  |  | 0.089346 | 0.09674 | ENERGY STAR/DOE/MN TRM/Illinois
Residential | ES Dishwasher (Gas DHW) | 10 |  |  | 5.28 |  | 0.0025385 |  | 50 |  |  | 0.039312 | 0.042566 | ENERGY STAR/DOE/MN TRM/Illinois
Residential | ENERGY STAR Room Air Conditioner | 12 |  |  | 53.9541 |  | 0.081886 |  | 200 |  |  | 0.15859 | 0.16097 | ENERGY STAR/DOE/MN TRM/Illinois
Residential | Advanced Power Strip | 10 |  |  | 75.1 |  | 0.010534 |  | 20 |  |  | 1.2463 | 1.3494 | NYSERDA/Illinios
Residential | Refrigerator Recycle | 8 |  |  | 1289 |  | 0.14715 |  | 93 |  |  | 3.8812 | 3.9394 | NMR/Michigan/Illinois
Residential | Freezer Recycle | 8 |  |  | 1105 |  | 0.12614 |  | 93 |  |  | 3.3271 | 3.377 | NMR/Michigan/Illinois
Residential | Air Sealing (Electric Heat) | 15 |  |  | 1344.3037 |  | 0.57204 |  | 272 |  |  | 2.4199 | 2.4562 | Illinois/Energy Star/PSC Colorado
Residential | Air Sealing (Gas Heat) | 15 |  |  | 57.1378 |  | 0.088164 |  | 272 |  |  | 0.14012 | 0.14222 | Illinois/Energy Star/PSC Colorado
Residential | Attic Insulation | 20 |  |  | 515.0871 |  | 0.21918 |  | 575.25 |  |  | 0.47872 | 0.47321 | Illinois/Energy Star/PSC Colorado
Residential | Wall Insulation | 20 |  |  | 4842.0549 |  | 2.0604 |  | 1011.7707 |  |  | 2.5586 | 2.5292 | Illinois/Energy Star/PSC Colorado
Residential | Faucet Aerator - Kitchen | 9 |  |  | 254.5432 |  | 0.028426 |  | 8 |  |  | 9.7041 | 9.8497 | Illinois
Residential | Faucet Aerator - Bathroom | 9 |  |  | 107.9335 |  | 0.012053 |  | 8 |  |  | 4.1148 | 4.1765 | Illinois
Residential | Low Flow Showerhead | 10 |  |  | 135.795 |  | 0.0099345 |  | 12 |  |  | 3.6658 | 3.9692 | Illinois
Residential | Water Heater Tank Wrap | 5 |  |  | 143 |  | 0.0164 |  | 10 |  |  | 2.7577 | 2.7991 | Ohio/ACEEE
Residential | Hot Water Pipe Insulation | 15 |  |  | 135.5195 |  | 0.01547 |  | 15 |  |  | 3.9771 | 4.0367 | Ohio/Arkansas
Residential | CAC/ASHP Tune-Up | 2 |  |  | 106.74 |  | 0.070435 |  | 175 |  |  | 0.062249 | 0.063183 | MN TRM/Energy Star
Residential | CAC SEER 14.5 | 18 |  |  | 169.878 |  | 0.24545 |  | 178 |  |  | 0.67888 | 0.67106 | DOE/Energy Star/MN TRM
Residential | CAC SEER 15 | 18 |  |  | 218.9538 |  | 0.39828 |  | 238 |  |  | 0.71408 | 0.70585 | DOE/Energy Star/MN TRM
Residential | CAC SEER 16 | 18 |  |  | 307.9038 |  | 0.45315 |  | 257 |  |  | 0.8578 | 0.84792 | DOE/Energy Star/MN TRM
Residential | Early Retirement CAC SEER 14.5 | 18 | 8 |  | 169.878 | 662.5241 | 0.24545 | 0.82174 | 1444 | 1266 |  | 0.41826 | 0.42023 | DOE/Energy Star/MN TRM/Michigan
Residential | Early Retirement CAC SEER 15 | 18 | 8 |  | 218.9538 | 711.6 | 0.39828 | 0.97457 | 1504 | 1266 |  | 0.44812 | 0.44924 | DOE/Energy Star/MN TRM/Michigan
Residential | Early Retirement CAC SEER 16 | 18 | 8 |  | 307.9038 | 800.55 | 0.45315 | 1.0294 | 1523 | 1266 |  | 0.49912 | 0.49951 | DOE/Energy Star/MN TRM/Michigan
Residential | Programmable Tstat CAC | 10 |  |  | 128.088 |  | 0.22925 |  | 30 |  |  | 2.2522 | 2.4386 | New York/DOE/Energy Star/Illinois
Residential | Heat Pump SEER 15 | 18 |  |  | 478.8049 |  | 0.49291 |  | 293.8082 |  |  | 1.0419 | 1.0299 | DOE/Energy Star/MN TRM/Michigan
Residential | Heat Pump SEER 16 | 18 |  |  | 567.7549 |  | 0.49291 |  | 587.6165 |  |  | 0.5907 | 0.5839 | DOE/Energy Star/MN TRM/Michigan
Residential | Early Retirement Heat Pump SEER 15 | 18 | 8 |  | 478.8049 | 3288.7765 | 0.49291 | 1.8827 | 2480.1501 | 2186.3419 |  | 0.94428 | 0.95206 | DOE/Energy Star/MN TRM/Michigan
Residential | Early Retirement Heat Pump SEER 16 | 18 | 8 |  | 567.7549 | 3377.7265 | 0.49291 | 1.8827 | 2773.9584 | 2186.3419 |  | 0.79325 | 0.79927 | DOE/Energy Star/MN TRM/Michigan
Residential | Programmable Tstat | 10 |  |  | 829.08 |  | 0.23328 |  | 30 |  |  | 9.6347 | 10.4321 | New York/DOE/Energy Star/Illinois
Residential | Heat Pump SEER 15 Replace Electric Furnace | 18 |  |  | 15606.4356 |  | 5.5789 |  | 4554 |  |  | 1.7918 | 1.7711 | DOE/Energy Star/MN TRM/Illinois
Residential | ECM Blower Motor | 20 |  |  | 720 |  | 0.0657 |  | 250 |  |  | 1.3729 | 1.3571 | MN TRM
Residential | Ductless Mini-Split HP SEER ≥19 | 18 |  |  | 1789.1668 |  | 0.83827 |  | 716 |  |  | 1.3546 | 1.339 | Mass/DOE/Michigan
Residential | Ductless Mini-Split AC SEER ≥19 | 18 |  |  | 357.2932 |  | 0.67062 |  | 300 |  |  | 0.93638 | 0.9256 | DOE/Energy Star/MN TRM/Michigan
Residential | Geothermal EER ≥21 | 25 |  |  | 4935.2681 |  | 0.76227 |  | 2313.6581 |  |  | 1.0402 | 1.0282 | Illinois/Energy Star
Residential | Early Retirement Geothermal EER ≥21 | 25 | 8 |  | 4935.2681 | 11172.6997 | 0.76227 | 1.6063 | 4500 | 2186.3419 |  | 1.2658 | 1.2654 | Illinois/Energy Star
Residential | Heat Pump Water Heater | 15 |  |  | 1733.709 |  | 0.082134 |  | 700 |  |  | 1.064 | 1.08 | ENERGY STAR/DOE/Michigan/Illinois
Residential | Electric Storage Water Heater EF 0.95 | 15 |  |  | 125.8092 |  | 0.014362 |  | 51.06 |  |  | 1.0846 | 1.1009 | MN TRM/DOE
Residential | Electric Storage Water Heater EF >0.95 | 15 |  |  | 222.4147 |  | 0.02539 |  | 51.06 |  |  | 1.9175 | 1.9463 | MN TRM/DOE
Residential | Water Heater Temperature Setback | 2 |  |  | 50.438 |  | 0.0057538 |  | 5 |  |  | 0.86019 | 0.8731 | Illinois
Residential | School-Based Education | 5 |  |  | 396.9977 |  | 0.040009 |  | 60 |  |  | 1.2696 | 1.2886 | ENERGY STAR/MN TRM
Residential | Window Film | 10 |  |  | 780 |  | 0.548 |  | 664 |  |  | 0.4682 | 0.50695 | Arkansas
C&I | High Bay Fluorescent Fixture w/ HE Electronic Ballast (T5 4-6 lamp) | 15 |  |  | 1021.991 |  | 0.22701 |  | 17.88 |  |  | 26.141 | 26.5331 | Minnesota
C&I | High Bay Fluorescent Fixture w/ HE Electronic Ballast (T5 8-lamp) | 15 |  |  | 2424.8481 |  | 0.53862 |  | 101.81 |  |  | 10.8927 | 11.0561 | Minnesota
C&I | High Bay Fluorescent Fixture w/ HE Electronic Ballast (T5 10-lamp) | 15 |  |  | 3142.1461 |  | 0.69795 |  | 137.31 |  |  | 10.4656 | 10.6226 | Minnesota
C&I | High Bay Fluorescent Fixture w/ HE Electronic Ballast (T8 6-8 lamp) | 15 |  |  | 1822.0639 |  | 0.40473 |  | 85 |  |  | 9.8036 | 9.9507 | Minnesota
C&I | High Bay Fluorescent Fixture w/ HE Electronic Ballast (T8 12-16 lamp) | 15 |  |  | 2893.0597 |  | 0.64262 |  | 127.5 |  |  | 10.3774 | 10.5331 | Minnesota
C&I | CFL Lamp (≤18W) | 2 |  |  | 280.1271 |  | 0.062223 |  | 74.35 |  |  | 0.3338 | 0.33881 | Minnesota
C&I | CFL Lamp (18-32W) | 2 |  |  | 308.1842 |  | 0.068455 |  | 74.35 |  |  | 0.36723 | 0.37274 | Minnesota
C&I | CFL Lamp (≥33W) | 2 |  |  | 602.9366 |  | 0.13393 |  | 108.23 |  |  | 0.49355 | 0.50096 | Minnesota
C&I | Low-Wattage T8 | 8 |  |  | 38.0866 |  | 0.00846 |  | 2 |  |  | 5.5402 | 5.6233 | Illinois/Minnesota
C&I | Ceramic Metal Halide Fixture (≤150W) | 13 |  |  | 355.4751 |  | 0.07896 |  | 72 |  |  | 2.0934 | 2.1248 | Minnesota
C&I | Ceramic Metal Halide Fixture (150-250W) | 13 |  |  | 672.8636 |  | 0.14946 |  | 142.12 |  |  | 2.0075 | 2.0376 | Minnesota
C&I | Ceramic Metal Halide Fixture (≥250W) | 13 |  |  | 679.2114 |  | 0.15087 |  | 117 |  |  | 2.4615 | 2.4984 | Minnesota
C&I | Pulse Start Metal Halide Fixture (≤175W) | 15 |  |  | 133.3032 |  | 0.02961 |  | 69.18 |  |  | 0.88126 | 0.89447 | Minnesota
C&I | Pulse Start Metal Halide Fixture (175-320W) | 15 |  |  | 399.9095 |  | 0.08883 |  | 132.12 |  |  | 1.3843 | 1.4051 | Minnesota
C&I | Pulse Start Metal Halide Fixture (320-750W) | 15 |  |  | 545.9082 |  | 0.12126 |  | 108 |  |  | 2.3117 | 2.3464 | Minnesota
C&I | Pulse Start Metal Halide Fixture (≥750W) | 15 |  |  | 1701.2024 |  | 0.37788 |  | 10 |  |  | 77.8033 | 78.9703 | Minnesota
C&I | Energy Star LED Lamp (≤5W) | 8 |  |  | 101.5643 |  | 0.02256 |  | 31.91 |  |  | 0.92597 | 0.93986 | Minnesota
C&I | Energy Star LED Lamp (5-10W) | 8 |  |  | 152.3465 |  | 0.03384 |  | 37.79 |  |  | 1.1728 | 1.1904 | Minnesota
C&I | Energy Star LED Lamp (>10W) | 8 |  |  | 241.2153 |  | 0.05358 |  | 62.96 |  |  | 1.1146 | 1.1313 | Minnesota
C&I | High Performance T8 (1-2 Lamp) | 15 |  |  | 63.4777 |  | 0.0141 |  | 15 |  |  | 1.9354 | 1.9644 | Illinois
C&I | High Performance T8 (3-4 Lamp) | 15 |  |  | 63.4777 |  | 0.0141 |  | 18 |  |  | 1.6128 | 1.637 | Illinois
C&I | LED Parking Garage/Canopy (<30W) | 16 |  |  | 670.9593 |  | 0.14904 |  | 125 |  |  | 2.5354 | 2.5734 | Illinois
C&I | LED Parking Garage/Canopy (30-75W) | 16 |  |  | 827.7492 |  | 0.18386 |  | 250 |  |  | 1.5639 | 1.5874 | Illinois
C&I | LED Parking Garage/Canopy (≥75W) | 16 |  |  | 1552.6645 |  | 0.34489 |  | 375 |  |  | 1.9557 | 1.985 | Illinois
C&I | Lighting Optimization - Remove Lamp from T8 System | 15 |  |  | 193.0535 |  | 0.042882 |  | 12 |  |  | 7.3576 | 7.468 | Minnesota/Illinois
C&I | Lighting Optimization - Remove 2 Lamps from T8 System | 15 |  |  | 386.1069 |  | 0.085764 |  | 24 |  |  | 7.3576 | 7.468 | Minnesota/Illinois
C&I | T8 (≤4 ft, 1-2 Lamp) | 18 |  |  | 260.2586 |  | 0.05781 |  | 43 |  |  | 3.0225 | 2.9877 | PSC Colorado
C&I | T8 (≤4 ft, 3-4 Lamp) | 18 |  |  | 399.9095 |  | 0.08883 |  | 55 |  |  | 3.631 | 3.5892 | PSC Colorado
C&I | T8 (5-8 ft, 1-2 Lamp) | 18 |  |  | 380.8662 |  | 0.0846 |  | 93 |  |  | 2.0451 | 2.0216 | PSC Colorado
C&I | LED Linear Replacement Lamp (≤4ft) | 16 |  |  | 285.6497 |  | 0.06345 |  | 9.5 |  |  | 14.2026 | 14.4157 | PSC Colorado
C&I | LED Linear Replacement Lamp (5-8ft) | 16 |  |  | 349.1273 |  | 0.07755 |  | 9.5 |  |  | 17.3588 | 17.6191 | PSC Colorado
C&I | Fluorescent Fixture Specular Reflector 4-ft | 15 |  |  | 0 |  | 0 |  | 30 |  |  | 0 | 0
C&I | Fluorescent Fixture Specular Reflector two 4-ft | 15 |  |  | 0 |  | 0 |  | 30 |  |  | 0 | 0
C&I | Fluorescent Fixture Specular Reflector 8-ft | 15 |  |  | 0 |  | 0 |  | 50 |  |  | 0 | 0
C&I | Fluorescent Fixture Specular Reflector two 8-ft | 15 |  |  | 0 |  | 0 |  | 50 |  |  | 0 | 0
C&I | Multi-CFL Fixture | [10 empty] | n/a | n/a | PSC Colorado
C&I | Indirect Fixture | [10 empty] | n/a | n/a
C&I | Ceiling Mount Occupancy | 8 |  |  | 362.793 |  | 0.011586 |  | 125 |  |  | 0.78862 | 0.80045 | PSC Colorado
C&I | Wall Mount Occupancy | 8 |  |  | 362.793 |  | 0.011586 |  | 55 |  |  | 1.7923 | 1.8192 | PSC Colorado
C&I | Fixture Mount Occupancy | 8 |  |  | 362.793 |  | 0.011586 |  | 55 |  |  | 1.7923 | 1.8192 | PSC Colorado
C&I | Fixture Mount Photo Sensor | 8 |  |  | 423.987 |  | 0.022567 |  | 65 |  |  | 1.7864 | 1.8132 | PSC Colorado
C&I | Exit Sign | 15 |  |  | 551.1792 |  | 0.06204 |  | 25 |  |  | 9.6996 | 9.8451 | PSC Colorado/Illinois/Michigan/Arkansas
C&I | CAC 65 - 135 kBtuh | 15 |  |  | 190.0641 |  | 0.29263 |  | 700 |  |  | 0.18097 | 0.18368 | Illinois/CEE/Michigan
C&I | CAC 135 - 240 kBtuh | 15 |  |  | 387.0396 |  | 0.5959 |  | 1000 |  |  | 0.25796 | 0.26183 | Illinois/CEE/Michigan
C&I | CAC 240 - 760 kBtuh | 15 |  |  | 677.7143 |  | 1.0434 |  | 2000 |  |  | 0.22585 | 0.22924 | Illinois/CEE/Michigan
C&I | CAC >760 kBtuh | 15 |  |  | 938.6233 |  | 1.4451 |  | 6333.3333 |  |  | 0.098778 | 0.10026 | Illinois/CEE/Michigan
C&I | Split Package Heat Pump | 15 |  |  | 1980.5518 |  | 0.30099 |  | 370 |  |  | 2.3885 | 2.4243 | Illinois/CEE/Michigan
C&I | Single System Heat Pump | 15 |  |  | 906.7283 |  | 0.30099 |  | 370 |  |  | 1.1635 | 1.181 | Illinois/CEE/Michigan
C&I | Heat Pump 65 < 135 kBtuh | 15 |  |  | 1863.0421 |  | 0.062811 |  | 700 |  |  | 1.1376 | 1.1547 | Illinois/CEE/Michigan
C&I | Heat Pump 135 < 240 kBtuh | 15 |  |  | 184.7672 |  | 0.28447 |  | 1000 |  |  | 0.12315 | 0.12499 | Illinois/CEE/Michigan
C&I | Heat Pump >240 kBtuh | 15 |  |  | 889.9635 |  | 1.3702 |  | 2000 |  |  | 0.29658 | 0.30103 | Illinois/CEE/Michigan
C&I | Geothermal Heat Pump | 15 |  |  | 22212.789 |  | 2.0963 |  | 4100 |  |  | 2.3679 | 2.4034 | Vision DSM/Illinois
C&I | Electric Storage Water Heater (>50 gallons) | 5 |  |  | 1780.85 |  | 0.2 |  | 1050 |  |  | 0.32679 | 0.3317 | Illinois/Michigan
C&I | Heat Pump Water Heater | 15 |  |  | 1733.709 |  | 0.082134 |  | 700 |  |  | 1.064 | 1.08 | Illinois/Michigan
C&I | ODC Motor | 15 |  |  | 353.7219 |  | 0.080391 |  | 115 |  |  | 1.4092 | 1.4304 | Vision DSM/Ohio
C&I | TEFC Motor | 15 |  |  | 249.2132 |  | 0.056639 |  | 115 |  |  | 0.99287 | 1.0078 | Vision DSM/Ohio
C&I | Chiller | 20 |  |  | 2679.6695 |  | 1.8414 |  | 6350 |  |  | 0.24475 | 0.24194 | Arkansas/Michigan/ASHRAE/Illinios
C&I | C&I Custom | 15 |  |  | 43177.338 |  | 10.7108 |  | 7940.9 |  |  | 2.5091 | 2.5468 | BHP South Dakota
Residential | Residential Audits | [10 empty] | n/a | n/a
| Avg kWh / Residential Customer | 9446.6738
see 'BHP-SD Customer Stats_EES as percentage of Revenue' from Don Martinex Feb 3, 2014
ACEEE | American Council for and Energy-Efficient Economy. Water Heating. http://aceee.org/consumer/water-heating
Arkansas | Frontier Associates, LLC (2010). Arkansas Comprehensive Programs Deemed Savings. Prepared by Nexant.
CEE | Consortium for Energy Efficiency. High-Efficiency Commercial Air Conditioning and Heat Pump Initiative. http://www.cee1.org/com/hecac/hecac-main.php3
CT | Connecticut Energy Efficiency Fund. Connecticut Program Savings Documentation for 2012 Program Year.
DOE | U.S. Department of Energy. Building Technologies Program: Residential Products. www1.eere.energy.gov/buildings/appliance_standards/residential_products.html
ENERGY STAR | ENERGY STAR. Revisions to Existing Specifications. www.energystar.gov/; ENERGY STAR. Qualified Product Savings Calculator. https://www.energystar.gov/index.cfm?c=products.pr_find_es_products
Illinois | State of Illinois. Energy Efficiency Technical Reference Manual (2012).
Mass | Mass Save (2010). Massachusetts Technical Reference Manual for Estimating Savings from Energy Efficiency Measures. 2011 Program Year.
Michigan | Michigan Public Service Commission (2013). Michigan Energy Measures Database. Prepared by Morgan Marketing Partners.
MN TRM | Minnesota Department of Commerce. State of Minnesota Technical Reference Manual for Energy Conservation Improvement Programs. (Version 1.0) Effective January 1 to December 31, 2014.
New York | New York Standard Approach for Estimating Energy Savings from Energy Efficiency Programs (October 15, 2010).
NMR | NMR Group, Inc. (2011). Massachusetts Appliance Turn-In Program Impact Evaluation.
NYSERDA | NYSERDA (2011). Advanced Power Strip Research Report. Prepared by Lockheed Martin and Energy Solutions.
Ohio | Public Utilities Commission of Ohio (2010). State of Ohio Energy Efficiency Technical Reference Manual. Prepared by Vermont Energy Investment Corporation.
PSC Colorado | Public Service Company of Colorado. (February 2012). 2012/2013 Demand-Side Management Plan: Electric & Natural Gas. Docket No. 11A-631EG.
|  | App Count | Equipment Quantity | Total Gross kW | Total Gross kWh | Total Incentives
| C&I Prescriptive | 30 | 722 | 321.323 | 1295320.14 | 119113.5
|  |  |  | 10.7108 | 43177.338 | 3970.45

## 2015 Screen
| Year | 2015
|  |  |  | Annual Savings | [6 empty] | NPV (Current Avoided Costs) |  |  | Incremental Cost | [9 empty] | Avoided Energy Savings | [19 empty] | Avoided Demand Savings
Sector | Measure | Measure Life | Remaining Life | kWh | Ret. kWh | kW | Ret. kW | Incremental Cost per Unit | Future Avoided Cost | TRC | Avoided Energy Costs | Avoided Demand Costs | Incremental Cost | 2015 | 2016 | 2017 | 2018 | 2019 | 2020 | 2021 | 2022 | 2023 | 2024 | 2015 | 2016 | 2017 | 2018 | 2019 | 2020 | 2021 | 2022 | 2023 | 2024 | 2025 | 2025 | 2026 | 2027 | 2028 | 2029 | 2030 | 2031 | 2032 | 2033 | 2015 | 2016 | 2017 | 2018 | 2019 | 2020 | 2021 | 2022 | 2023 | 2024 | 2025 | 2025 | 2026 | 2027 | 2028 | 2029 | 2030 | 2031 | 2032 | 2033
Residential | LED | 10 | 0 | 40.1182 | 0 | 0.004717 | 0 | 10 | 0 | 1.2614 | 12.0801 | 0.53422 | 10 | 10 | 0 | 0 | 0 | 0 | 0 | 0 | 0 | 0 | 0 | 1.6212 | 1.6455 | 1.6702 | 1.6952 | 1.7206 | 1.7464 | 1.7726 | 1.7992 | 1.8262 | 1.8536 | 0 | 0 | 0 | 0 | 0 | 0 | 0 | 0 | 0 | 0 | 0.071692 | 0.072768 | 0.073859 | 0.074967 | 0.076092 | 0.077233 | 0.078392 | 0.079568 | 0.080761 | 0.081972 | 0 | 0 | 0 | 0 | 0 | 0 | 0 | 0 | 0 | 0
Residential | ENERGY STAR Fixture | 9.4 | 0 | 76.0135 | 0 | 0.0089375 | 0 | 15 | 0 | 1.5934 | 22.8886 | 1.0122 | 15 | 15 | 0 | 0 | 0 | 0 | 0 | 0 | 0 | 0 | 0 | 3.0717 | 3.1177 | 3.1645 | 3.212 | 3.2602 | 3.3091 | 3.3587 | 3.4091 | 3.4602 | 3.5121 | 0 | 0 | 0 | 0 | 0 | 0 | 0 | 0 | 0 | 0 | 0.13584 | 0.13788 | 0.13994 | 0.14204 | 0.14417 | 0.14634 | 0.14853 | 0.15076 | 0.15302 | 0.15532 | 0 | 0 | 0 | 0 | 0 | 0 | 0 | 0 | 0 | 0
Residential | ENERGY STAR Dehumidifier | 12 | 0 | 168.6462 | 0 | 0.038518 | 0 | 60 | 0 | 1.091 | 60.2819 | 5.1784 | 60 | 60 | 0 | 0 | 0 | 0 | 0 | 0 | 0 | 0 | 0 | 6.8149 | 6.9171 | 7.0209 | 7.1262 | 7.2331 | 7.3416 | 7.4517 | 7.5635 | 7.6769 | 7.7921 | 7.909 | 8.0276 | 8.148 | 0 | 0 | 0 | 0 | 0 | 0 | 0 | 0.58542 | 0.5942 | 0.60312 | 0.61216 | 0.62134 | 0.63066 | 0.64012 | 0.64973 | 0.65947 | 0.66936 | 0.67941 | 0.6896 | 0.69994 | 0 | 0 | 0 | 0 | 0 | 0 | 0
Residential | ENERGY STAR Clothes Washer | 14 | 0 | 211.9349 | 0 | 0.0273 | 0 | 210 | 0 | 0.41156 | 82.4329 | 3.9938 | 210 | 210 | 0 | 0 | 0 | 0 | 0 | 0 | 0 | 0 | 0 | 8.5642 | 8.6926 | 8.823 | 8.9554 | 9.0897 | 9.226 | 9.3644 | 9.5049 | 9.6475 | 9.7922 | 9.9391 | 10.0882 | 10.2395 | 10.3931 | 10.549 | 0 | 0 | 0 | 0 | 0 | 0.41492 | 0.42115 | 0.42747 | 0.43388 | 0.44039 | 0.44699 | 0.4537 | 0.4605 | 0.46741 | 0.47442 | 0.48154 | 0.48876 | 0.49609 | 0.50353 | 0.51109 | 0 | 0 | 0 | 0 | 0
Residential | ENERGY STAR Clothes Dryer | 14 | 0 | 175.1001 | 0 | 0.030074 | 0 | 152 | 0 | 0.47701 | 68.1059 | 4.3995 | 152 | 152 | 0 | 0 | 0 | 0 | 0 | 0 | 0 | 0 | 0 | 7.0757 | 7.1818 | 7.2896 | 7.3989 | 7.5099 | 7.6225 | 7.7369 | 7.8529 | 7.9707 | 8.0903 | 8.2116 | 8.3348 | 8.4598 | 8.5867 | 8.7155 | 0 | 0 | 0 | 0 | 0 | 0.45708 | 0.46394 | 0.47089 | 0.47796 | 0.48513 | 0.4924 | 0.49979 | 0.50729 | 0.5149 | 0.52262 | 0.53046 | 0.53842 | 0.54649 | 0.55469 | 0.56301 | 0 | 0 | 0 | 0 | 0
Residential | ENERGY STAR Refrigerator | 12 | 0 | 46.38 | 0 | 0.0069906 | 0 | 40 | 0 | 0.43795 | 16.5783 | 0.93982 | 40 | 40 | 0 | 0 | 0 | 0 | 0 | 0 | 0 | 0 | 0 | 1.8742 | 1.9023 | 1.9308 | 1.9598 | 1.9892 | 2.019 | 2.0493 | 2.0801 | 2.1113 | 2.1429 | 2.1751 | 2.2077 | 2.2408 | 0 | 0 | 0 | 0 | 0 | 0 | 0 | 0.10625 | 0.10784 | 0.10946 | 0.1111 | 0.11277 | 0.11446 | 0.11618 | 0.11792 | 0.11969 | 0.12148 | 0.1233 | 0.12515 | 0.12703 | 0 | 0 | 0 | 0 | 0 | 0 | 0
Residential | Recycle and Replace - ENERGY STAR Refrigerator | 12 | 4 | 46.38 | 436.4859 | 0.0069906 | 0.065789 | 451 | 390 | 0.52321 | 73.5376 | 4.1688 | 148.5184 | 451 | 0 | 0 | -390 | 0 | 0 | 0 | 0 | 0 | 0 | 17.6382 | 17.9027 | 18.1713 | 18.4438 | 1.9892 | 2.019 | 2.0493 | 2.0801 | 2.1113 | 2.1429 | 2.1751 | 2.2077 | 2.2408 | 0 | 0 | 0 | 0 | 0 | 0 | 0 | 0.99991 | 1.0149 | 1.0301 | 1.0456 | 0.11277 | 0.11446 | 0.11618 | 0.11792 | 0.11969 | 0.12148 | 0.1233 | 0.12515 | 0.12703 | 0 | 0 | 0 | 0 | 0 | 0 | 0
Residential | CEE Tier 2 Refrigerator | 12 | 0 | 69.4013 | 0 | 0.01046 | 0 | 140 | 0 | 0.18724 | 24.8072 | 1.4063 | 140 | 140 | 0 | 0 | 0 | 0 | 0 | 0 | 0 | 0 | 0 | 2.8045 | 2.8465 | 2.8892 | 2.9326 | 2.9766 | 3.0212 | 3.0665 | 3.1125 | 3.1592 | 3.2066 | 3.2547 | 3.3035 | 3.3531 | 0 | 0 | 0 | 0 | 0 | 0 | 0 | 0.15899 | 0.16137 | 0.16379 | 0.16625 | 0.16874 | 0.17127 | 0.17384 | 0.17645 | 0.1791 | 0.18178 | 0.18451 | 0.18728 | 0.19009 | 0 | 0 | 0 | 0 | 0 | 0 | 0
Residential | ENERGY STAR Freezer | 11 | 0 | 31.8675 | 0 | 0.003456 | 0 | 35 | 0 | 0.32216 | 10.8338 | 0.4419 | 35 | 35 | 0 | 0 | 0 | 0 | 0 | 0 | 0 | 0 | 0 | 1.2877 | 1.3071 | 1.3267 | 1.3466 | 1.3668 | 1.3873 | 1.4081 | 1.4292 | 1.4506 | 1.4724 | 1.4945 | 1.5169 | 0 | 0 | 0 | 0 | 0 | 0 | 0 | 0 | 0.052526 | 0.053314 | 0.054113 | 0.054925 | 0.055749 | 0.056585 | 0.057434 | 0.058296 | 0.05917 | 0.060058 | 0.060958 | 0.061873 | 0 | 0 | 0 | 0 | 0 | 0 | 0 | 0
Residential | ES Dishwasher (Electric DHW) | 10 | 0 | 12.564 | 0 | 0.0060404 | 0 | 50 | 0 | 0.089346 | 3.7832 | 0.68409 | 50 | 50 | 0 | 0 | 0 | 0 | 0 | 0 | 0 | 0 | 0 | 0.5077 | 0.51532 | 0.52305 | 0.5309 | 0.53886 | 0.54694 | 0.55515 | 0.56347 | 0.57193 | 0.5805 | 0 | 0 | 0 | 0 | 0 | 0 | 0 | 0 | 0 | 0 | 0.091806 | 0.093183 | 0.094581 | 0.095999 | 0.097439 | 0.098901 | 0.10038 | 0.10189 | 0.10342 | 0.10497 | 0 | 0 | 0 | 0 | 0 | 0 | 0 | 0 | 0 | 0
Residential | ES Dishwasher (Gas DHW) | 10 | 0 | 5.5282 | 0 | 0.0026578 | 0 | 50 | 0 | 0.039312 | 1.6646 | 0.301 | 50 | 50 | 0 | 0 | 0 | 0 | 0 | 0 | 0 | 0 | 0 | 0.22339 | 0.22674 | 0.23014 | 0.23359 | 0.2371 | 0.24065 | 0.24426 | 0.24793 | 0.25165 | 0.25542 | 0 | 0 | 0 | 0 | 0 | 0 | 0 | 0 | 0 | 0 | 0.040395 | 0.041 | 0.041615 | 0.04224 | 0.042873 | 0.043516 | 0.044169 | 0.044832 | 0.045504 | 0.046187 | 0 | 0 | 0 | 0 | 0 | 0 | 0 | 0 | 0 | 0
Residential | ENERGY STAR Room Air Conditioner | 12 | 0 | 56.4899 | 0 | 0.085735 | 0 | 200 | 0 | 0.15859 | 20.1921 | 11.5263 | 200 | 200 | 0 | 0 | 0 | 0 | 0 | 0 | 0 | 0 | 0 | 2.2827 | 2.317 | 2.3517 | 2.387 | 2.4228 | 2.4591 | 2.496 | 2.5335 | 2.5715 | 2.61 | 2.6492 | 2.6889 | 2.7293 | 0 | 0 | 0 | 0 | 0 | 0 | 0 | 1.3031 | 1.3226 | 1.3424 | 1.3626 | 1.383 | 1.4038 | 1.4248 | 1.4462 | 1.4679 | 1.4899 | 1.5123 | 1.5349 | 1.558 | 0 | 0 | 0 | 0 | 0 | 0 | 0
Residential | Advanced Power Strip | 10 | 0 | 78.6297 | 0 | 0.01103 | 0 | 20 | 0 | 1.2463 | 23.6764 | 1.2491 | 20 | 20 | 0 | 0 | 0 | 0 | 0 | 0 | 0 | 0 | 0 | 3.1774 | 3.225 | 3.2734 | 3.3225 | 3.3724 | 3.4229 | 3.4743 | 3.5264 | 3.5793 | 3.633 | 0 | 0 | 0 | 0 | 0 | 0 | 0 | 0 | 0 | 0 | 0.16763 | 0.17015 | 0.1727 | 0.17529 | 0.17792 | 0.18059 | 0.1833 | 0.18605 | 0.18884 | 0.19167 | 0 | 0 | 0 | 0 | 0 | 0 | 0 | 0 | 0 | 0
Residential | Refrigerator Recycle | 8 | 0 | 1349.583 | 0 | 0.15406 | 0 | 93 | 0 | 3.8812 | 346.0881 | 14.8595 | 93 | 93 | 0 | 0 | 0 | 0 | 0 | 0 | 0 | 0 | 0 | 54.5359 | 55.3539 | 56.1843 | 57.027 | 57.8824 | 58.7507 | 59.6319 | 60.5264 | 0 | 0 | 0 | 0 | 0 | 0 | 0 | 0 | 0 | 0 | 0 | 0 | 2.3415 | 2.3767 | 2.4123 | 2.4485 | 2.4852 | 2.5225 | 2.5603 | 2.5987 | 0 | 0 | 0 | 0 | 0 | 0 | 0 | 0 | 0 | 0 | 0 | 0
Residential | Freezer Recycle | 8 | 0 | 1156.935 | 0 | 0.13207 | 0 | 93 | 0 | 3.3271 | 296.6853 | 12.7384 | 93 | 93 | 0 | 0 | 0 | 0 | 0 | 0 | 0 | 0 | 0 | 46.7511 | 47.4524 | 48.1642 | 48.8866 | 49.6199 | 50.3642 | 51.1197 | 51.8865 | 0 | 0 | 0 | 0 | 0 | 0 | 0 | 0 | 0 | 0 | 0 | 0 | 2.0073 | 2.0374 | 2.068 | 2.099 | 2.1305 | 2.1624 | 2.1949 | 2.2278 | 0 | 0 | 0 | 0 | 0 | 0 | 0 | 0 | 0 | 0 | 0 | 0
Residential | Air Sealing (Electric Heat) | 15 | 0 | 1407.486 | 0 | 0.59893 | 0 | 272 | 0 | 2.4199 | 567.4041 | 90.8122 | 272 | 272 | 0 | 0 | 0 | 0 | 0 | 0 | 0 | 0 | 0 | 56.8757 | 57.7289 | 58.5948 | 59.4737 | 60.3658 | 61.2713 | 62.1904 | 63.1232 | 64.0701 | 65.0312 | 66.0066 | 66.9967 | 68.0017 | 69.0217 | 70.057 | 71.1079 | 0 | 0 | 0 | 0 | 9.1029 | 9.2394 | 9.378 | 9.5187 | 9.6615 | 9.8064 | 9.9535 | 10.1028 | 10.2543 | 10.4081 | 10.5643 | 10.7227 | 10.8836 | 11.0468 | 11.2125 | 11.3807 | 0 | 0 | 0 | 0
Residential | Air Sealing (Gas Heat) | 15 | 0 | 59.8233 | 0 | 0.092307 | 0 | 272 | 0 | 0.14012 | 24.1168 | 13.9961 | 272 | 272 | 0 | 0 | 0 | 0 | 0 | 0 | 0 | 0 | 0 | 2.4174 | 2.4537 | 2.4905 | 2.5279 | 2.5658 | 2.6043 | 2.6433 | 2.683 | 2.7232 | 2.7641 | 2.8055 | 2.8476 | 2.8903 | 2.9337 | 2.9777 | 3.0223 | 0 | 0 | 0 | 0 | 1.4029 | 1.424 | 1.4454 | 1.467 | 1.489 | 1.5114 | 1.534 | 1.5571 | 1.5804 | 1.6041 | 1.6282 | 1.6526 | 1.6774 | 1.7026 | 1.7281 | 1.754 | 0 | 0 | 0 | 0
Residential | Attic Insulation | 20 | 0 | 539.2962 | 0 | 0.22949 | 0 | 575.25 | 0 | 0.47872 | 237.3908 | 37.9941 | 575.25 | 575.25 | 0 | 0 | 0 | 0 | 0 | 0 | 0 | 0 | 0 | 21.7927 | 22.1196 | 22.4513 | 22.7881 | 23.1299 | 23.4769 | 23.829 | 24.1865 | 24.5493 | 24.9175 | 25.2913 | 25.6706 | 26.0557 | 26.4465 | 26.8432 | 27.2459 | 27.6546 | 28.0694 | 28.4904 | 0 | 3.4879 | 3.5402 | 3.5933 | 3.6472 | 3.7019 | 3.7574 | 3.8138 | 3.871 | 3.9291 | 3.988 | 4.0478 | 4.1086 | 4.1702 | 4.2327 | 4.2962 | 4.3607 | 4.4261 | 4.4925 | 4.5599 | 0
Residential | Wall Insulation | 20 | 0 | 5069.6315 | 0 | 2.1573 | 0 | 1011.7707 | 0 | 2.5586 | 2231.5826 | 357.1616 | 1011.7707 | 1011.7707 | 0 | 0 | 0 | 0 | 0 | 0 | 0 | 0 | 0 | 204.861 | 207.934 | 211.053 | 214.2188 | 217.432 | 220.6935 | 224.0039 | 227.364 | 230.7744 | 234.2361 | 237.7496 | 241.3158 | 244.9356 | 248.6096 | 252.3388 | 256.1238 | 259.9657 | 263.8652 | 267.8232 | 0 | 32.7877 | 33.2795 | 33.7787 | 34.2854 | 34.7997 | 35.3217 | 35.8515 | 36.3893 | 36.9351 | 37.4891 | 38.0515 | 38.6223 | 39.2016 | 39.7896 | 40.3865 | 40.9923 | 41.6071 | 42.2312 | 42.8647 | 0
Residential | Faucet Aerator - Kitchen | 9 | 0 | 266.5067 | 0 | 0.029762 | 0 | 8 | 0 | 9.7041 | 74.5036 | 3.1294 | 8 | 8 | 0 | 0 | 0 | 0 | 0 | 0 | 0 | 0 | 0 | 10.7694 | 10.9309 | 11.0949 | 11.2613 | 11.4302 | 11.6017 | 11.7757 | 11.9524 | 12.1316 | 0 | 0 | 0 | 0 | 0 | 0 | 0 | 0 | 0 | 0 | 0 | 0.45234 | 0.45913 | 0.46602 | 0.47301 | 0.4801 | 0.4873 | 0.49461 | 0.50203 | 0.50956 | 0 | 0 | 0 | 0 | 0 | 0 | 0 | 0 | 0 | 0 | 0
Residential | Faucet Aerator - Bathroom | 9 | 0 | 113.0064 | 0 | 0.01262 | 0 | 8 | 0 | 4.1148 | 31.5916 | 1.3269 | 8 | 8 | 0 | 0 | 0 | 0 | 0 | 0 | 0 | 0 | 0 | 4.5665 | 4.635 | 4.7045 | 4.7751 | 4.8467 | 4.9194 | 4.9932 | 5.0681 | 5.1442 | 0 | 0 | 0 | 0 | 0 | 0 | 0 | 0 | 0 | 0 | 0 | 0.19181 | 0.19468 | 0.1976 | 0.20057 | 0.20358 | 0.20663 | 0.20973 | 0.21288 | 0.21607 | 0 | 0 | 0 | 0 | 0 | 0 | 0 | 0 | 0 | 0 | 0
Residential | Low Flow Showerhead | 10 | 0 | 142.1774 | 0 | 0.010401 | 0 | 12 | 0 | 3.6658 | 42.8114 | 1.178 | 12 | 12 | 0 | 0 | 0 | 0 | 0 | 0 | 0 | 0 | 0 | 5.7453 | 5.8315 | 5.919 | 6.0077 | 6.0979 | 6.1893 | 6.2822 | 6.3764 | 6.472 | 6.5691 | 0 | 0 | 0 | 0 | 0 | 0 | 0 | 0 | 0 | 0 | 0.15809 | 0.16046 | 0.16287 | 0.16531 | 0.16779 | 0.1703 | 0.17286 | 0.17545 | 0.17808 | 0.18076 | 0 | 0 | 0 | 0 | 0 | 0 | 0 | 0 | 0 | 0
Residential | Water Heater Tank Wrap | 5 | 0 | 149.721 | 0 | 0.017171 | 0 | 10 | 0 | 2.7577 | 26.4366 | 1.1403 | 10 | 10 | 0 | 0 | 0 | 0 | 0 | 0 | 0 | 0 | 0 | 6.0501 | 6.1409 | 6.233 | 6.3265 | 6.4214 | 0 | 0 | 0 | 0 | 0 | 0 | 0 | 0 | 0 | 0 | 0 | 0 | 0 | 0 | 0 | 0.26097 | 0.26489 | 0.26886 | 0.27289 | 0.27699 | 0 | 0 | 0 | 0 | 0 | 0 | 0 | 0 | 0 | 0 | 0 | 0 | 0 | 0 | 0
Residential | Hot Water Pipe Insulation | 15 | 0 | 141.8889 | 0 | 0.016197 | 0 | 15 | 0 | 3.9771 | 57.2001 | 2.4559 | 15 | 15 | 0 | 0 | 0 | 0 | 0 | 0 | 0 | 0 | 0 | 5.7337 | 5.8197 | 5.907 | 5.9956 | 6.0855 | 6.1768 | 6.2694 | 6.3635 | 6.4589 | 6.5558 | 6.6541 | 6.754 | 6.8553 | 6.9581 | 7.0625 | 7.1684 | 0 | 0 | 0 | 0 | 0.24618 | 0.24987 | 0.25362 | 0.25742 | 0.26128 | 0.2652 | 0.26918 | 0.27322 | 0.27732 | 0.28148 | 0.2857 | 0.28999 | 0.29434 | 0.29875 | 0.30323 | 0.30778 | 0 | 0 | 0 | 0
Residential | CAC/ASHP Tune-Up | 2 | 0 | 111.7568 | 0 | 0.073745 | 0 | 175 | 0 | 0.062249 | 8.7275 | 2.1661 | 175 | 175 | 0 | 0 | 0 | 0 | 0 | 0 | 0 | 0 | 0 | 4.516 | 4.5838 | 0 | 0 | 0 | 0 | 0 | 0 | 0 | 0 | 0 | 0 | 0 | 0 | 0 | 0 | 0 | 0 | 0 | 0 | 1.1208 | 1.1376 | 0 | 0 | 0 | 0 | 0 | 0 | 0 | 0 | 0 | 0 | 0 | 0 | 0 | 0 | 0 | 0 | 0 | 0
Residential | CAC SEER 14.5 | 18 | 0 | 177.8622 | 0 | 0.25699 | 0 | 178 | 0 | 0.67888 | 78.2925 | 42.5477 | 178 | 178 | 0 | 0 | 0 | 0 | 0 | 0 | 0 | 0 | 0 | 7.1873 | 7.2951 | 7.4046 | 7.5156 | 7.6284 | 7.7428 | 7.8589 | 7.9768 | 8.0965 | 8.2179 | 8.3412 | 8.4663 | 8.5933 | 8.7222 | 8.853 | 8.9858 | 9.1206 | 9.2574 | 9.3963 | 0 | 3.9059 | 3.9645 | 4.024 | 4.0843 | 4.1456 | 4.2078 | 4.2709 | 4.335 | 4.4 | 4.466 | 4.533 | 4.601 | 4.67 | 4.74 | 4.8111 | 4.8833 | 4.9566 | 5.0309 | 5.1064 | 0
Residential | CAC SEER 15 | 18 | 0 | 229.2447 | 0 | 0.417 | 0 | 238 | 0 | 0.71408 | 100.9104 | 69.0397 | 238 | 238 | 0 | 0 | 0 | 0 | 0 | 0 | 0 | 0 | 0 | 9.2637 | 9.4026 | 9.5436 | 9.6868 | 9.8321 | 9.9796 | 10.1293 | 10.2812 | 10.4354 | 10.592 | 10.7508 | 10.9121 | 11.0758 | 11.2419 | 11.4106 | 11.5817 | 11.7554 | 11.9318 | 12.1107 | 0 | 6.3379 | 6.433 | 6.5295 | 6.6274 | 6.7268 | 6.8277 | 6.9301 | 7.0341 | 7.1396 | 7.2467 | 7.3554 | 7.4657 | 7.5777 | 7.6914 | 7.8067 | 7.9238 | 8.0427 | 8.1633 | 8.2858 | 0
Residential | CAC SEER 16 | 18 | 0 | 322.3753 | 0 | 0.47444 | 0 | 257 | 0 | 0.8578 | 141.9052 | 78.5497 | 257 | 257 | 0 | 0 | 0 | 0 | 0 | 0 | 0 | 0 | 0 | 13.027 | 13.2224 | 13.4208 | 13.6221 | 13.8264 | 14.0338 | 14.2443 | 14.458 | 14.6748 | 14.895 | 15.1184 | 15.3452 | 15.5753 | 15.809 | 16.0461 | 16.2868 | 16.5311 | 16.7791 | 17.0307 | 0 | 7.2109 | 7.3191 | 7.4289 | 7.5403 | 7.6534 | 7.7682 | 7.8847 | 8.003 | 8.123 | 8.2449 | 8.3686 | 8.4941 | 8.6215 | 8.7508 | 8.8821 | 9.0153 | 9.1506 | 9.2878 | 9.4271 | 0
Residential | Early Retirement CAC SEER 14.5 | 18 | 8 | 177.8622 | 693.6628 | 0.25699 | 0.86036 | 1444 | 1266 | 0.41826 | 210.5648 | 100.7437 | 744.2966 | 1444 | 0 | 0 | 0 | 0 | 0 | 0 | -1266 | 0 | 0 | 28.0305 | 28.451 | 28.8778 | 29.3109 | 29.7506 | 30.1968 | 30.6498 | 31.1095 | 8.0965 | 8.2179 | 8.3412 | 8.4663 | 8.5933 | 8.7222 | 8.853 | 8.9858 | 9.1206 | 9.2574 | 9.3963 | 0 | 13.0763 | 13.2725 | 13.4716 | 13.6736 | 13.8787 | 14.0869 | 14.2982 | 14.5127 | 4.4 | 4.466 | 4.533 | 4.601 | 4.67 | 4.74 | 4.8111 | 4.8833 | 4.9566 | 5.0309 | 5.1064 | 0
Residential | Early Retirement CAC SEER 15 | 18 | 8 | 229.2447 | 745.0452 | 0.417 | 1.0204 | 1504 | 1266 | 0.44812 | 233.1827 | 127.2357 | 804.2966 | 1504 | 0 | 0 | 0 | 0 | 0 | 0 | -1266 | 0 | 0 | 30.1069 | 30.5585 | 31.0168 | 31.4821 | 31.9543 | 32.4336 | 32.9202 | 33.414 | 10.4354 | 10.592 | 10.7508 | 10.9121 | 11.0758 | 11.2419 | 11.4106 | 11.5817 | 11.7554 | 11.9318 | 12.1107 | 0 | 15.5083 | 15.7409 | 15.977 | 16.2167 | 16.46 | 16.7069 | 16.9575 | 17.2118 | 7.1396 | 7.2467 | 7.3554 | 7.4657 | 7.5777 | 7.6914 | 7.8067 | 7.9238 | 8.0427 | 8.1633 | 8.2858 | 0
Residential | Early Retirement CAC SEER 16 | 18 | 8 | 322.3753 | 838.1758 | 0.47444 | 1.0778 | 1523 | 1266 | 0.49912 | 274.1775 | 136.7456 | 823.2966 | 1523 | 0 | 0 | 0 | 0 | 0 | 0 | -1266 | 0 | 0 | 33.8702 | 34.3783 | 34.894 | 35.4174 | 35.9486 | 36.4879 | 37.0352 | 37.5907 | 14.6748 | 14.895 | 15.1184 | 15.3452 | 15.5753 | 15.809 | 16.0461 | 16.2868 | 16.5311 | 16.7791 | 17.0307 | 0 | 16.3813 | 16.6271 | 16.8765 | 17.1296 | 17.3865 | 17.6473 | 17.9121 | 18.1807 | 8.123 | 8.2449 | 8.3686 | 8.4941 | 8.6215 | 8.7508 | 8.8821 | 9.0153 | 9.1506 | 9.2878 | 9.4271 | 0
Residential | Programmable Tstat CAC | 10 | 0 | 134.1081 | 0 | 0.24002 | 0 | 30 | 0 | 2.2522 | 40.3817 | 27.1831 | 30 | 30 | 0 | 0 | 0 | 0 | 0 | 0 | 0 | 0 | 0 | 5.4192 | 5.5005 | 5.583 | 5.6668 | 5.7518 | 5.8381 | 5.9256 | 6.0145 | 6.1047 | 6.1963 | 0 | 0 | 0 | 0 | 0 | 0 | 0 | 0 | 0 | 0 | 3.648 | 3.7027 | 3.7582 | 3.8146 | 3.8718 | 3.9299 | 3.9889 | 4.0487 | 4.1094 | 4.1711 | 0 | 0 | 0 | 0 | 0 | 0 | 0 | 0 | 0 | 0
Residential | Heat Pump SEER 15 | 18 | 0 | 501.3088 | 0 | 0.51608 | 0 | 293.8082 | 0 | 1.0419 | 220.6693 | 85.4422 | 293.8082 | 293.8082 | 0 | 0 | 0 | 0 | 0 | 0 | 0 | 0 | 0 | 20.2576 | 20.5615 | 20.8699 | 21.1829 | 21.5007 | 21.8232 | 22.1505 | 22.4828 | 22.8201 | 23.1624 | 23.5098 | 23.8624 | 24.2204 | 24.5837 | 24.9524 | 25.3267 | 25.7066 | 26.0922 | 26.4836 | 0 | 7.8437 | 7.9613 | 8.0807 | 8.2019 | 8.325 | 8.4499 | 8.5766 | 8.7052 | 8.8358 | 8.9684 | 9.1029 | 9.2394 | 9.378 | 9.5187 | 9.6615 | 9.8064 | 9.9535 | 10.1028 | 10.2543 | 0
Residential | Heat Pump SEER 16 | 18 | 0 | 594.4394 | 0 | 0.51608 | 0 | 587.6165 | 0 | 0.5907 | 261.6641 | 85.4422 | 587.6165 | 587.6165 | 0 | 0 | 0 | 0 | 0 | 0 | 0 | 0 | 0 | 24.021 | 24.3813 | 24.747 | 25.1182 | 25.495 | 25.8774 | 26.2656 | 26.6596 | 27.0594 | 27.4653 | 27.8773 | 28.2955 | 28.7199 | 29.1507 | 29.588 | 30.0318 | 30.4823 | 30.9395 | 31.4036 | 0 | 7.8437 | 7.9613 | 8.0807 | 8.2019 | 8.325 | 8.4499 | 8.5766 | 8.7052 | 8.8358 | 8.9684 | 9.1029 | 9.2394 | 9.378 | 9.5187 | 9.6615 | 9.8064 | 9.9535 | 10.1028 | 10.2543 | 0
Residential | Early Retirement Heat Pump SEER 15 | 18 | 8 | 501.3088 | 3443.349 | 0.51608 | 1.9712 | 2480.1501 | 2186.3419 | 0.94428 | 975.1283 | 225.7879 | 1271.7846 | 2480.1501 | 0 | 0 | 0 | 0 | 0 | 0 | -2186.3419 | 0 | 0 | 139.1438 | 141.231 | 143.3495 | 145.4997 | 147.6822 | 149.8974 | 152.1459 | 154.4281 | 22.8201 | 23.1624 | 23.5098 | 23.8624 | 24.2204 | 24.5837 | 24.9524 | 25.3267 | 25.7066 | 26.0922 | 26.4836 | 0 | 29.9591 | 30.4085 | 30.8646 | 31.3276 | 31.7975 | 32.2744 | 32.7585 | 33.2499 | 8.8358 | 8.9684 | 9.1029 | 9.2394 | 9.378 | 9.5187 | 9.6615 | 9.8064 | 9.9535 | 10.1028 | 10.2543 | 0
Residential | Early Retirement Heat Pump SEER 16 | 18 | 8 | 594.4394 | 3536.4796 | 0.51608 | 1.9712 | 2773.9584 | 2186.3419 | 0.79325 | 1016.1232 | 225.7879 | 1565.5928 | 2773.9584 | 0 | 0 | 0 | 0 | 0 | 0 | -2186.3419 | 0 | 0 | 142.9072 | 145.0508 | 147.2266 | 149.435 | 151.6765 | 153.9516 | 156.2609 | 158.6048 | 27.0594 | 27.4653 | 27.8773 | 28.2955 | 28.7199 | 29.1507 | 29.588 | 30.0318 | 30.4823 | 30.9395 | 31.4036 | 0 | 29.9591 | 30.4085 | 30.8646 | 31.3276 | 31.7975 | 32.2744 | 32.7585 | 33.2499 | 8.8358 | 8.9684 | 9.1029 | 9.2394 | 9.378 | 9.5187 | 9.6615 | 9.8064 | 9.9535 | 10.1028 | 10.2543 | 0
Residential | Programmable Tstat | 10 | 0 | 868.0468 | 0 | 0.24424 | 0 | 30 | 0 | 9.6347 | 261.3801 | 27.6615 | 30 | 30 | 0 | 0 | 0 | 0 | 0 | 0 | 0 | 0 | 0 | 35.0773 | 35.6035 | 36.1375 | 36.6796 | 37.2298 | 37.7882 | 38.355 | 38.9304 | 39.5143 | 40.107 | 0 | 0 | 0 | 0 | 0 | 0 | 0 | 0 | 0 | 0 | 3.7122 | 3.7679 | 3.8244 | 3.8817 | 3.94 | 3.9991 | 4.0591 | 4.1199 | 4.1817 | 4.2445 | 0 | 0 | 0 | 0 | 0 | 0 | 0 | 0 | 0 | 0
Residential | Heat Pump SEER 15 Replace Electric Furnace | 18 | 0 | 16339.9381 | 0 | 5.8411 | 0 | 4554 | 0 | 1.7918 | 7192.6178 | 967.0668 | 4554 | 4554 | 0 | 0 | 0 | 0 | 0 | 0 | 0 | 0 | 0 | 660.288 | 670.1923 | 680.2452 | 690.4488 | 700.8056 | 711.3177 | 721.9874 | 732.8172 | 743.8095 | 754.9666 | 766.2911 | 777.7855 | 789.4523 | 801.2941 | 813.3135 | 825.5132 | 837.8959 | 850.4643 | 863.2213 | 0 | 88.7775 | 90.1092 | 91.4608 | 92.8327 | 94.2252 | 95.6386 | 97.0731 | 98.5292 | 100.0072 | 101.5073 | 103.0299 | 104.5754 | 106.144 | 107.7361 | 109.3522 | 110.9925 | 112.6574 | 114.3472 | 116.0624 | 0
Residential | ECM Blower Motor | 20 | 0 | 753.84 | 0 | 0.068788 | 0 | 250 | 0 | 1.3729 | 331.8301 | 11.3886 | 250 | 250 | 0 | 0 | 0 | 0 | 0 | 0 | 0 | 0 | 0 | 30.4623 | 30.9192 | 31.383 | 31.8537 | 32.3315 | 32.8165 | 33.3088 | 33.8084 | 34.3155 | 34.8302 | 35.3527 | 35.883 | 36.4212 | 36.9676 | 37.5221 | 38.0849 | 38.6562 | 39.236 | 39.8246 | 0 | 1.0455 | 1.0612 | 1.0771 | 1.0932 | 1.1096 | 1.1263 | 1.1432 | 1.1603 | 1.1777 | 1.1954 | 1.2133 | 1.2315 | 1.25 | 1.2687 | 1.2878 | 1.3071 | 1.3267 | 1.3466 | 1.3668 | 0
Residential | Ductless Mini-Split HP SEER ≥19 | 18 | 0 | 1873.2576 | 0 | 0.87767 | 0 | 716 | 0 | 1.3546 | 824.5824 | 145.3081 | 716 | 716 | 0 | 0 | 0 | 0 | 0 | 0 | 0 | 0 | 0 | 75.6973 | 76.8328 | 77.9853 | 79.155 | 80.3424 | 81.5475 | 82.7707 | 84.0123 | 85.2725 | 86.5516 | 87.8498 | 89.1676 | 90.5051 | 91.8627 | 93.2406 | 94.6392 | 96.0588 | 97.4997 | 98.9622 | 0 | 13.3394 | 13.5395 | 13.7426 | 13.9487 | 14.158 | 14.3703 | 14.5859 | 14.8047 | 15.0267 | 15.2521 | 15.4809 | 15.7131 | 15.9488 | 16.1881 | 16.4309 | 16.6773 | 16.9275 | 17.1814 | 17.4391 | 0
Residential | Ductless Mini-Split AC SEER ≥19 | 18 | 0 | 374.086 | 0 | 0.70214 | 0 | 300 | 0 | 0.93638 | 164.6676 | 116.2465 | 300 | 300 | 0 | 0 | 0 | 0 | 0 | 0 | 0 | 0 | 0 | 15.1166 | 15.3434 | 15.5735 | 15.8071 | 16.0442 | 16.2849 | 16.5292 | 16.7771 | 17.0288 | 17.2842 | 17.5434 | 17.8066 | 18.0737 | 18.3448 | 18.62 | 18.8993 | 19.1828 | 19.4705 | 19.7626 | 0 | 10.6715 | 10.8316 | 10.9941 | 11.159 | 11.3264 | 11.4963 | 11.6687 | 11.8437 | 12.0214 | 12.2017 | 12.3847 | 12.5705 | 12.7591 | 12.9504 | 13.1447 | 13.3419 | 13.542 | 13.7451 | 13.9513 | 0
Residential | Geothermal EER ≥21 | 25 | 0 | 5167.2257 | 0 | 0.7981 | 0 | 2313.6581 | 0 | 1.0402 | 2274.5423 | 132.134 | 2313.6581 | 2313.6581 | 0 | 0 | 0 | 0 | 0 | 0 | 0 | 0 | 0 | 208.8048 | 211.9368 | 215.1159 | 218.3426 | 221.6178 | 224.942 | 228.3162 | 231.7409 | 235.217 | 238.7453 | 242.3265 | 245.9614 | 249.6508 | 253.3955 | 257.1965 | 261.0544 | 264.9702 | 268.9448 | 272.979 | 0 | 12.13 | 12.312 | 12.4966 | 12.6841 | 12.8743 | 13.0675 | 13.2635 | 13.4624 | 13.6644 | 13.8693 | 14.0774 | 14.2885 | 14.5029 | 14.7204 | 14.9412 | 15.1653 | 15.3928 | 15.6237 | 15.858 | 0
Residential | Early Retirement Geothermal EER ≥21 | 25 | 8 | 5167.2257 | 11697.8166 | 0.7981 | 1.6818 | 4500 | 2186.3419 | 1.2658 | 3949.252 | 217.3671 | 3291.6344 | 4500 | 0 | 0 | 0 | 0 | 0 | 0 | -2186.3419 | 0 | 0 | 472.7024 | 479.7929 | 486.9898 | 494.2947 | 501.7091 | 509.2347 | 516.8732 | 524.6263 | 235.217 | 238.7453 | 242.3265 | 245.9614 | 249.6508 | 253.3955 | 257.1965 | 261.0544 | 264.9702 | 268.9448 | 272.979 | 0 | 25.5609 | 25.9443 | 26.3334 | 26.7285 | 27.1294 | 27.5363 | 27.9494 | 28.3686 | 13.6644 | 13.8693 | 14.0774 | 14.2885 | 14.5029 | 14.7204 | 14.9412 | 15.1653 | 15.3928 | 15.6237 | 15.858 | 0
Residential | Heat Pump Water Heater | 15 | 0 | 1815.1934 | 0 | 0.085994 | 0 | 700 | 0 | 1.064 | 731.7644 | 13.0389 | 700 | 700 | 0 | 0 | 0 | 0 | 0 | 0 | 0 | 0 | 0 | 73.351 | 74.4512 | 75.568 | 76.7015 | 77.852 | 79.0198 | 80.2051 | 81.4082 | 82.6293 | 83.8688 | 85.1268 | 86.4037 | 87.6998 | 89.0153 | 90.3505 | 91.7057 | 0 | 0 | 0 | 0 | 1.307 | 1.3266 | 1.3465 | 1.3667 | 1.3872 | 1.408 | 1.4291 | 1.4506 | 1.4723 | 1.4944 | 1.5168 | 1.5396 | 1.5627 | 1.5861 | 1.6099 | 1.634 | 0 | 0 | 0 | 0
Residential | Electric Storage Water Heater EF 0.95 | 15 | 0 | 131.7222 | 0 | 0.015037 | 0 | 51.06 | 0 | 1.0846 | 53.1016 | 2.2799 | 51.06 | 51.06 | 0 | 0 | 0 | 0 | 0 | 0 | 0 | 0 | 0 | 5.3228 | 5.4027 | 5.4837 | 5.566 | 5.6494 | 5.7342 | 5.8202 | 5.9075 | 5.9961 | 6.0861 | 6.1774 | 6.27 | 6.3641 | 6.4595 | 6.5564 | 6.6548 | 0 | 0 | 0 | 0 | 0.22854 | 0.23197 | 0.23545 | 0.23898 | 0.24256 | 0.2462 | 0.24989 | 0.25364 | 0.25745 | 0.26131 | 0.26523 | 0.26921 | 0.27325 | 0.27734 | 0.2815 | 0.28573 | 0 | 0 | 0 | 0
Residential | Electric Storage Water Heater EF >0.95 | 15 | 0 | 232.8681 | 0 | 0.026583 | 0 | 51.06 | 0 | 1.9175 | 93.8768 | 4.0307 | 51.06 | 51.06 | 0 | 0 | 0 | 0 | 0 | 0 | 0 | 0 | 0 | 9.4101 | 9.5512 | 9.6945 | 9.8399 | 9.9875 | 10.1373 | 10.2894 | 10.4437 | 10.6004 | 10.7594 | 10.9208 | 11.0846 | 11.2509 | 11.4196 | 11.5909 | 11.7648 | 0 | 0 | 0 | 0 | 0.40403 | 0.41009 | 0.41624 | 0.42248 | 0.42882 | 0.43525 | 0.44178 | 0.44841 | 0.45513 | 0.46196 | 0.46889 | 0.47592 | 0.48306 | 0.49031 | 0.49766 | 0.50513 | 0 | 0 | 0 | 0
Residential | Water Heater Temperature Setback | 2 | 0 | 52.8086 | 0 | 0.0060243 | 0 | 5 | 0 | 0.86019 | 4.124 | 0.17695 | 5 | 5 | 0 | 0 | 0 | 0 | 0 | 0 | 0 | 0 | 0 | 2.134 | 2.166 | 0 | 0 | 0 | 0 | 0 | 0 | 0 | 0 | 0 | 0 | 0 | 0 | 0 | 0 | 0 | 0 | 0 | 0 | 0.091561 | 0.092934 | 0 | 0 | 0 | 0 | 0 | 0 | 0 | 0 | 0 | 0 | 0 | 0 | 0 | 0 | 0 | 0 | 0 | 0
Residential | School-Based Education | 5 | 0 | 415.6566 | 0 | 0.04189 | 0 | 60 | 0 | 1.2696 | 73.3935 | 2.782 | 60 | 60 | 0 | 0 | 0 | 0 | 0 | 0 | 0 | 0 | 0 | 16.7965 | 17.0484 | 17.3041 | 17.5637 | 17.8271 | 0 | 0 | 0 | 0 | 0 | 0 | 0 | 0 | 0 | 0 | 0 | 0 | 0 | 0 | 0 | 0.63666 | 0.64621 | 0.65591 | 0.66575 | 0.67573 | 0 | 0 | 0 | 0 | 0 | 0 | 0 | 0 | 0 | 0 | 0 | 0 | 0 | 0 | 0
Residential | Window Film | 10 | 0 | 816.66 | 0 | 0.57376 | 0 | 664 | 0 | 0.4682 | 245.9068 | 64.9798 | 664 | 664 | 0 | 0 | 0 | 0 | 0 | 0 | 0 | 0 | 0 | 33.0008 | 33.4958 | 33.9982 | 34.5082 | 35.0258 | 35.5512 | 36.0845 | 36.6258 | 37.1751 | 37.7328 | 0 | 0 | 0 | 0 | 0 | 0 | 0 | 0 | 0 | 0 | 8.7203 | 8.8511 | 8.9839 | 9.1186 | 9.2554 | 9.3943 | 9.5352 | 9.6782 | 9.8234 | 9.9707 | 0 | 0 | 0 | 0 | 0 | 0 | 0 | 0 | 0 | 0
C&I | High Bay Fluorescent Fixture w/ HE Electronic Ballast (T5 4-6 lamp) | 15 | 0 | 1070.0245 | 0 | 0.23768 | 0 | 17.88 | 0 | 26.141 | 431.3622 | 36.0381 | 17.88 | 17.88 | 0 | 0 | 0 | 0 | 0 | 0 | 0 | 0 | 0 | 43.2391 | 43.8877 | 44.546 | 45.2142 | 45.8924 | 46.5808 | 47.2795 | 47.9887 | 48.7085 | 49.4392 | 50.1807 | 50.9335 | 51.6975 | 52.4729 | 53.26 | 54.0589 | 0 | 0 | 0 | 0 | 3.6124 | 3.6666 | 3.7216 | 3.7774 | 3.8341 | 3.8916 | 3.95 | 4.0092 | 4.0694 | 4.1304 | 4.1923 | 4.2552 | 4.3191 | 4.3838 | 4.4496 | 4.5163 | 0 | 0 | 0 | 0
C&I | High Bay Fluorescent Fixture w/ HE Electronic Ballast (T5 8-lamp) | 15 | 0 | 2538.816 | 0 | 0.56394 | 0 | 101.81 | 0 | 10.8927 | 1023.4806 | 85.5066 | 101.81 | 101.81 | 0 | 0 | 0 | 0 | 0 | 0 | 0 | 0 | 0 | 102.5922 | 104.131 | 105.693 | 107.2784 | 108.8876 | 110.5209 | 112.1787 | 113.8614 | 115.5693 | 117.3029 | 119.0624 | 120.8483 | 122.6611 | 124.501 | 126.3685 | 128.264 | 0 | 0 | 0 | 0 | 8.5711 | 8.6996 | 8.8301 | 8.9626 | 9.097 | 9.2335 | 9.372 | 9.5125 | 9.6552 | 9.8001 | 9.9471 | 10.0963 | 10.2477 | 10.4014 | 10.5574 | 10.7158 | 0 | 0 | 0 | 0
C&I | High Bay Fluorescent Fixture w/ HE Electronic Ballast (T5 10-lamp) | 15 | 0 | 3289.827 | 0 | 0.73075 | 0 | 137.31 | 0 | 10.4656 | 1326.2379 | 110.8004 | 137.31 | 137.31 | 0 | 0 | 0 | 0 | 0 | 0 | 0 | 0 | 0 | 132.9401 | 134.9342 | 136.9582 | 139.0126 | 141.0978 | 143.2143 | 145.3625 | 147.5429 | 149.756 | 152.0024 | 154.2824 | 156.5967 | 158.9456 | 161.3298 | 163.7497 | 166.206 | 0 | 0 | 0 | 0 | 11.1065 | 11.2731 | 11.4422 | 11.6138 | 11.788 | 11.9648 | 12.1443 | 12.3265 | 12.5114 | 12.699 | 12.8895 | 13.0829 | 13.2791 | 13.4783 | 13.6805 | 13.8857 | 0 | 0 | 0 | 0
C&I | High Bay Fluorescent Fixture w/ HE Electronic Ballast (T8 6-8 lamp) | 15 | 0 | 1907.7009 | 0 | 0.42375 | 0 | 85 | 0 | 9.8036 | 769.0572 | 64.2508 | 85 | 85 | 0 | 0 | 0 | 0 | 0 | 0 | 0 | 0 | 0 | 77.0892 | 78.2455 | 79.4192 | 80.6105 | 81.8196 | 83.0469 | 84.2926 | 85.557 | 86.8404 | 88.143 | 89.4651 | 90.8071 | 92.1692 | 93.5517 | 94.955 | 96.3793 | 0 | 0 | 0 | 0 | 6.4404 | 6.537 | 6.6351 | 6.7346 | 6.8356 | 6.9381 | 7.0422 | 7.1479 | 7.2551 | 7.3639 | 7.4744 | 7.5865 | 7.7003 | 7.8158 | 7.933 | 8.052 | 0 | 0 | 0 | 0
C&I | High Bay Fluorescent Fixture w/ HE Electronic Ballast (T8 12-16 lamp) | 15 | 0 | 3029.0335 | 0 | 0.67282 | 0 | 127.5 | 0 | 10.3774 | 1221.1034 | 102.017 | 127.5 | 127.5 | 0 | 0 | 0 | 0 | 0 | 0 | 0 | 0 | 0 | 122.4016 | 124.2376 | 126.1012 | 127.9927 | 129.9126 | 131.8613 | 133.8392 | 135.8468 | 137.8845 | 139.9527 | 142.052 | 144.1828 | 146.3456 | 148.5407 | 150.7689 | 153.0304 | 0 | 0 | 0 | 0 | 10.226 | 10.3794 | 10.5351 | 10.6931 | 10.8535 | 11.0163 | 11.1816 | 11.3493 | 11.5195 | 11.6923 | 11.8677 | 12.0457 | 12.2264 | 12.4098 | 12.596 | 12.7849 | 0 | 0 | 0 | 0
C&I | CFL Lamp (≤18W) | 2 | 0 | 293.2931 | 0 | 0.065148 | 0 | 74.35 | 0 | 0.3338 | 22.9044 | 1.9135 | 74.35 | 74.35 | 0 | 0 | 0 | 0 | 0 | 0 | 0 | 0 | 0 | 11.8518 | 12.0296 | 0 | 0 | 0 | 0 | 0 | 0 | 0 | 0 | 0 | 0 | 0 | 0 | 0 | 0 | 0 | 0 | 0 | 0 | 0.99016 | 1.005 | 0 | 0 | 0 | 0 | 0 | 0 | 0 | 0 | 0 | 0 | 0 | 0 | 0 | 0 | 0 | 0 | 0 | 0
C&I | CFL Lamp (18-32W) | 2 | 0 | 322.6689 | 0 | 0.071673 | 0 | 74.35 | 0 | 0.36723 | 25.1984 | 2.1052 | 74.35 | 74.35 | 0 | 0 | 0 | 0 | 0 | 0 | 0 | 0 | 0 | 13.0389 | 13.2345 | 0 | 0 | 0 | 0 | 0 | 0 | 0 | 0 | 0 | 0 | 0 | 0 | 0 | 0 | 0 | 0 | 0 | 0 | 1.0893 | 1.1057 | 0 | 0 | 0 | 0 | 0 | 0 | 0 | 0 | 0 | 0 | 0 | 0 | 0 | 0 | 0 | 0 | 0 | 0
C&I | CFL Lamp (≥33W) | 2 | 0 | 631.2746 | 0 | 0.14022 | 0 | 108.23 | 0 | 0.49355 | 49.2986 | 4.1186 | 108.23 | 108.23 | 0 | 0 | 0 | 0 | 0 | 0 | 0 | 0 | 0 | 25.5095 | 25.8921 | 0 | 0 | 0 | 0 | 0 | 0 | 0 | 0 | 0 | 0 | 0 | 0 | 0 | 0 | 0 | 0 | 0 | 0 | 2.1312 | 2.1632 | 0 | 0 | 0 | 0 | 0 | 0 | 0 | 0 | 0 | 0 | 0 | 0 | 0 | 0 | 0 | 0 | 0 | 0
C&I | Low-Wattage T8 | 8 | 0 | 39.8767 | 0 | 0.0088576 | 0 | 2 | 0 | 5.5402 | 10.226 | 0.85433 | 2 | 2 | 0 | 0 | 0 | 0 | 0 | 0 | 0 | 0 | 0 | 1.6114 | 1.6356 | 1.6601 | 1.685 | 1.7103 | 1.7359 | 1.762 | 1.7884 | 0 | 0 | 0 | 0 | 0 | 0 | 0 | 0 | 0 | 0 | 0 | 0 | 0.13462 | 0.13664 | 0.13869 | 0.14077 | 0.14288 | 0.14503 | 0.1472 | 0.14941 | 0 | 0 | 0 | 0 | 0 | 0 | 0 | 0 | 0 | 0 | 0 | 0
C&I | Ceramic Metal Halide Fixture (≤150W) | 13 | 0 | 372.1825 | 0 | 0.082671 | 0 | 72 | 0 | 2.0934 | 139.1031 | 11.6214 | 72 | 72 | 0 | 0 | 0 | 0 | 0 | 0 | 0 | 0 | 0 | 15.0397 | 15.2653 | 15.4943 | 15.7267 | 15.9626 | 16.202 | 16.445 | 16.6917 | 16.9421 | 17.1962 | 17.4542 | 17.716 | 17.9817 | 18.2515 | 0 | 0 | 0 | 0 | 0 | 0 | 1.2565 | 1.2753 | 1.2945 | 1.3139 | 1.3336 | 1.3536 | 1.3739 | 1.3945 | 1.4154 | 1.4367 | 1.4582 | 1.4801 | 1.5023 | 1.5248 | 0 | 0 | 0 | 0 | 0 | 0
C&I | Ceramic Metal Halide Fixture (150-250W) | 13 | 0 | 704.4882 | 0 | 0.15648 | 0 | 142.12 | 0 | 2.0075 | 263.3022 | 21.9976 | 142.12 | 142.12 | 0 | 0 | 0 | 0 | 0 | 0 | 0 | 0 | 0 | 28.468 | 28.895 | 29.3284 | 29.7684 | 30.2149 | 30.6681 | 31.1281 | 31.595 | 32.069 | 32.55 | 33.0383 | 33.5338 | 34.0368 | 34.5474 | 0 | 0 | 0 | 0 | 0 | 0 | 2.3784 | 2.414 | 2.4502 | 2.487 | 2.5243 | 2.5622 | 2.6006 | 2.6396 | 2.6792 | 2.7194 | 2.7602 | 2.8016 | 2.8436 | 2.8863 | 0 | 0 | 0 | 0 | 0 | 0
C&I | Ceramic Metal Halide Fixture (≥250W) | 13 | 0 | 711.1343 | 0 | 0.15796 | 0 | 117 | 0 | 2.4615 | 265.7862 | 22.2051 | 117 | 117 | 0 | 0 | 0 | 0 | 0 | 0 | 0 | 0 | 0 | 28.7365 | 29.1676 | 29.6051 | 30.0492 | 30.4999 | 30.9574 | 31.4218 | 31.8931 | 32.3715 | 32.8571 | 33.3499 | 33.8502 | 34.3579 | 34.8733 | 0 | 0 | 0 | 0 | 0 | 0 | 2.4008 | 2.4368 | 2.4734 | 2.5105 | 2.5481 | 2.5863 | 2.6251 | 2.6645 | 2.7045 | 2.745 | 2.7862 | 2.828 | 2.8704 | 2.9135 | 0 | 0 | 0 | 0 | 0 | 0
C&I | Pulse Start Metal Halide Fixture (≤175W) | 15 | 0 | 139.5684 | 0 | 0.031002 | 0 | 69.18 | 0 | 0.88126 | 56.2646 | 4.7006 | 69.18 | 69.18 | 0 | 0 | 0 | 0 | 0 | 0 | 0 | 0 | 0 | 5.6399 | 5.7245 | 5.8103 | 5.8975 | 5.986 | 6.0758 | 6.1669 | 6.2594 | 6.3533 | 6.4486 | 6.5453 | 6.6435 | 6.7431 | 6.8443 | 6.947 | 7.0512 | 0 | 0 | 0 | 0 | 0.47118 | 0.47825 | 0.48543 | 0.49271 | 0.5001 | 0.5076 | 0.51521 | 0.52294 | 0.53078 | 0.53875 | 0.54683 | 0.55503 | 0.56336 | 0.57181 | 0.58038 | 0.58909 | 0 | 0 | 0 | 0
C&I | Pulse Start Metal Halide Fixture (175-320W) | 15 | 0 | 418.7053 | 0 | 0.093005 | 0 | 132.12 | 0 | 1.3843 | 168.7939 | 14.1019 | 132.12 | 132.12 | 0 | 0 | 0 | 0 | 0 | 0 | 0 | 0 | 0 | 16.9197 | 17.1734 | 17.431 | 17.6925 | 17.9579 | 18.2273 | 18.5007 | 18.7782 | 19.0599 | 19.3458 | 19.6359 | 19.9305 | 20.2294 | 20.5329 | 20.8409 | 21.1535 | 0 | 0 | 0 | 0 | 1.4136 | 1.4348 | 1.4563 | 1.4781 | 1.5003 | 1.5228 | 1.5456 | 1.5688 | 1.5924 | 1.6162 | 1.6405 | 1.6651 | 1.6901 | 1.7154 | 1.7411 | 1.7673 | 0 | 0 | 0 | 0
C&I | Pulse Start Metal Halide Fixture (320-750W) | 15 | 0 | 571.5659 | 0 | 0.12696 | 0 | 108 | 0 | 2.3117 | 230.4171 | 19.2502 | 108 | 108 | 0 | 0 | 0 | 0 | 0 | 0 | 0 | 0 | 0 | 23.0967 | 23.4431 | 23.7948 | 24.1517 | 24.514 | 24.8817 | 25.2549 | 25.6337 | 26.0182 | 26.4085 | 26.8046 | 27.2067 | 27.6148 | 28.029 | 28.4495 | 28.8762 | 0 | 0 | 0 | 0 | 1.9296 | 1.9586 | 1.9879 | 2.0178 | 2.048 | 2.0787 | 2.1099 | 2.1416 | 2.1737 | 2.2063 | 2.2394 | 2.273 | 2.3071 | 2.3417 | 2.3768 | 2.4125 | 0 | 0 | 0 | 0
C&I | Pulse Start Metal Halide Fixture (≥750W) | 15 | 0 | 1781.1589 | 0 | 0.39564 | 0 | 10 | 0 | 77.8033 | 718.044 | 59.9889 | 10 | 10 | 0 | 0 | 0 | 0 | 0 | 0 | 0 | 0 | 0 | 71.9757 | 73.0553 | 74.1511 | 75.2634 | 76.3923 | 77.5382 | 78.7013 | 79.8818 | 81.08 | 82.2962 | 83.5307 | 84.7836 | 86.0554 | 87.3462 | 88.6564 | 89.9863 | 0 | 0 | 0 | 0 | 6.0132 | 6.1034 | 6.1949 | 6.2879 | 6.3822 | 6.4779 | 6.5751 | 6.6737 | 6.7738 | 6.8754 | 6.9786 | 7.0832 | 7.1895 | 7.2973 | 7.4068 | 7.5179 | 0 | 0 | 0 | 0
C&I | Energy Star LED Lamp (≤5W) | 8 | 0 | 106.3378 | 0 | 0.02362 | 0 | 31.91 | 0 | 0.92597 | 27.2694 | 2.2782 | 31.91 | 31.91 | 0 | 0 | 0 | 0 | 0 | 0 | 0 | 0 | 0 | 4.2971 | 4.3615 | 4.4269 | 4.4933 | 4.5607 | 4.6291 | 4.6986 | 4.7691 | 0 | 0 | 0 | 0 | 0 | 0 | 0 | 0 | 0 | 0 | 0 | 0 | 0.359 | 0.36438 | 0.36985 | 0.3754 | 0.38103 | 0.38674 | 0.39254 | 0.39843 | 0 | 0 | 0 | 0 | 0 | 0 | 0 | 0 | 0 | 0 | 0 | 0
C&I | Energy Star LED Lamp (5-10W) | 8 | 0 | 159.5068 | 0 | 0.03543 | 0 | 37.79 | 0 | 1.1728 | 40.904 | 3.4173 | 37.79 | 37.79 | 0 | 0 | 0 | 0 | 0 | 0 | 0 | 0 | 0 | 6.4456 | 6.5423 | 6.6404 | 6.74 | 6.8411 | 6.9437 | 7.0479 | 7.1536 | 0 | 0 | 0 | 0 | 0 | 0 | 0 | 0 | 0 | 0 | 0 | 0 | 0.5385 | 0.54657 | 0.55477 | 0.56309 | 0.57154 | 0.58011 | 0.58881 | 0.59765 | 0 | 0 | 0 | 0 | 0 | 0 | 0 | 0 | 0 | 0 | 0 | 0
C&I | Energy Star LED Lamp (>10W) | 8 | 0 | 252.5524 | 0 | 0.056098 | 0 | 62.96 | 0 | 1.1146 | 64.7647 | 5.4108 | 62.96 | 62.96 | 0 | 0 | 0 | 0 | 0 | 0 | 0 | 0 | 0 | 10.2055 | 10.3586 | 10.514 | 10.6717 | 10.8317 | 10.9942 | 11.1591 | 11.3265 | 0 | 0 | 0 | 0 | 0 | 0 | 0 | 0 | 0 | 0 | 0 | 0 | 0.85262 | 0.86541 | 0.87839 | 0.89156 | 0.90494 | 0.91851 | 0.93229 | 0.94627 | 0 | 0 | 0 | 0 | 0 | 0 | 0 | 0 | 0 | 0 | 0 | 0
C&I | High Performance T8 (1-2 Lamp) | 15 | 0 | 66.4612 | 0 | 0.014763 | 0 | 15 | 0 | 1.9354 | 26.7927 | 2.2384 | 15 | 15 | 0 | 0 | 0 | 0 | 0 | 0 | 0 | 0 | 0 | 2.6857 | 2.7259 | 2.7668 | 2.8083 | 2.8505 | 2.8932 | 2.9366 | 2.9807 | 3.0254 | 3.0708 | 3.1168 | 3.1636 | 3.211 | 3.2592 | 3.3081 | 3.3577 | 0 | 0 | 0 | 0 | 0.22437 | 0.22774 | 0.23115 | 0.23462 | 0.23814 | 0.24171 | 0.24534 | 0.24902 | 0.25275 | 0.25655 | 0.26039 | 0.2643 | 0.26826 | 0.27229 | 0.27637 | 0.28052 | 0 | 0 | 0 | 0
C&I | High Performance T8 (3-4 Lamp) | 15 | 0 | 66.4612 | 0 | 0.014763 | 0 | 18 | 0 | 1.6128 | 26.7927 | 2.2384 | 18 | 18 | 0 | 0 | 0 | 0 | 0 | 0 | 0 | 0 | 0 | 2.6857 | 2.7259 | 2.7668 | 2.8083 | 2.8505 | 2.8932 | 2.9366 | 2.9807 | 3.0254 | 3.0708 | 3.1168 | 3.1636 | 3.211 | 3.2592 | 3.3081 | 3.3577 | 0 | 0 | 0 | 0 | 0.22437 | 0.22774 | 0.23115 | 0.23462 | 0.23814 | 0.24171 | 0.24534 | 0.24902 | 0.25275 | 0.25655 | 0.26039 | 0.2643 | 0.26826 | 0.27229 | 0.27637 | 0.28052 | 0 | 0 | 0 | 0
C&I | LED Parking Garage/Canopy (<30W) | 16 | 0 | 702.4944 | 0 | 0.15604 | 0 | 125 | 0 | 2.5354 | 292.4876 | 24.4359 | 125 | 125 | 0 | 0 | 0 | 0 | 0 | 0 | 0 | 0 | 0 | 28.3874 | 28.8132 | 29.2454 | 29.6841 | 30.1294 | 30.5813 | 31.04 | 31.5056 | 31.9782 | 32.4579 | 32.9448 | 33.4389 | 33.9405 | 34.4496 | 34.9664 | 35.4909 | 36.0232 | 0 | 0 | 0 | 2.3716 | 2.4072 | 2.4433 | 2.48 | 2.5172 | 2.5549 | 2.5932 | 2.6321 | 2.6716 | 2.7117 | 2.7524 | 2.7937 | 2.8356 | 2.8781 | 2.9213 | 2.9651 | 3.0096 | 0 | 0 | 0
C&I | LED Parking Garage/Canopy (30-75W) | 16 | 0 | 866.6534 | 0 | 0.19251 | 0 | 250 | 0 | 1.5639 | 360.8362 | 30.146 | 250 | 250 | 0 | 0 | 0 | 0 | 0 | 0 | 0 | 0 | 0 | 35.021 | 35.5463 | 36.0795 | 36.6207 | 37.17 | 37.7276 | 38.2935 | 38.8679 | 39.4509 | 40.0426 | 40.6433 | 41.2529 | 41.8717 | 42.4998 | 43.1373 | 43.7844 | 44.4411 | 0 | 0 | 0 | 2.9258 | 2.9697 | 3.0143 | 3.0595 | 3.1054 | 3.1519 | 3.1992 | 3.2472 | 3.2959 | 3.3454 | 3.3955 | 3.4465 | 3.4982 | 3.5506 | 3.6039 | 3.658 | 3.7128 | 0 | 0 | 0
C&I | LED Parking Garage/Canopy (≥75W) | 16 | 0 | 1625.6398 | 0 | 0.3611 | 0 | 375 | 0 | 1.9557 | 676.8446 | 56.5469 | 375 | 375 | 0 | 0 | 0 | 0 | 0 | 0 | 0 | 0 | 0 | 65.6912 | 66.6766 | 67.6767 | 68.6919 | 69.7223 | 70.7681 | 71.8296 | 72.9071 | 74.0007 | 75.1107 | 76.2373 | 77.3809 | 78.5416 | 79.7197 | 80.9155 | 82.1293 | 83.3612 | 0 | 0 | 0 | 5.4882 | 5.5705 | 5.654 | 5.7389 | 5.8249 | 5.9123 | 6.001 | 6.091 | 6.1824 | 6.2751 | 6.3692 | 6.4648 | 6.5618 | 6.6602 | 6.7601 | 6.8615 | 6.9644 | 0 | 0 | 0
C&I | Lighting Optimization - Remove Lamp from T8 System | 15 | 0 | 202.127 | 0 | 0.044898 | 0 | 12 | 0 | 7.3576 | 81.4841 | 6.8076 | 12 | 12 | 0 | 0 | 0 | 0 | 0 | 0 | 0 | 0 | 0 | 8.1678 | 8.2904 | 8.4147 | 8.5409 | 8.669 | 8.7991 | 8.9311 | 9.065 | 9.201 | 9.339 | 9.4791 | 9.6213 | 9.7656 | 9.9121 | 10.0608 | 10.2117 | 0 | 0 | 0 | 0 | 0.68238 | 0.69262 | 0.70301 | 0.71355 | 0.72425 | 0.73512 | 0.74615 | 0.75734 | 0.7687 | 0.78023 | 0.79193 | 0.80381 | 0.81587 | 0.82811 | 0.84053 | 0.85314 | 0 | 0 | 0 | 0
C&I | Lighting Optimization - Remove 2 Lamps from T8 System | 15 | 0 | 404.2539 | 0 | 0.089795 | 0 | 24 | 0 | 7.3576 | 162.9681 | 13.6152 | 24 | 24 | 0 | 0 | 0 | 0 | 0 | 0 | 0 | 0 | 0 | 16.3357 | 16.5807 | 16.8294 | 17.0819 | 17.3381 | 17.5982 | 17.8621 | 18.1301 | 18.402 | 18.6781 | 18.9582 | 19.2426 | 19.5312 | 19.8242 | 20.1216 | 20.4234 | 0 | 0 | 0 | 0 | 1.3648 | 1.3852 | 1.406 | 1.4271 | 1.4485 | 1.4702 | 1.4923 | 1.5147 | 1.5374 | 1.5605 | 1.5839 | 1.6076 | 1.6317 | 1.6562 | 1.6811 | 1.7063 | 0 | 0 | 0 | 0
C&I | T8 (≤4 ft, 1-2 Lamp) | 18 | 0 | 272.4907 | 0 | 0.060527 | 0 | 43 | 0 | 3.0225 | 119.9467 | 10.0209 | 43 | 43 | 0 | 0 | 0 | 0 | 0 | 0 | 0 | 0 | 0 | 11.0112 | 11.1764 | 11.344 | 11.5142 | 11.6869 | 11.8622 | 12.0401 | 12.2207 | 12.404 | 12.5901 | 12.7789 | 12.9706 | 13.1652 | 13.3627 | 13.5631 | 13.7666 | 13.9731 | 14.1827 | 14.3954 | 0 | 0.91993 | 0.93373 | 0.94773 | 0.96195 | 0.97638 | 0.99103 | 1.0059 | 1.021 | 1.0363 | 1.0518 | 1.0676 | 1.0836 | 1.0999 | 1.1164 | 1.1331 | 1.1501 | 1.1674 | 1.1849 | 1.2027 | 0
C&I | T8 (≤4 ft, 3-4 Lamp) | 18 | 0 | 418.7053 | 0 | 0.093005 | 0 | 55 | 0 | 3.631 | 184.3083 | 15.398 | 55 | 55 | 0 | 0 | 0 | 0 | 0 | 0 | 0 | 0 | 0 | 16.9197 | 17.1734 | 17.431 | 17.6925 | 17.9579 | 18.2273 | 18.5007 | 18.7782 | 19.0599 | 19.3458 | 19.6359 | 19.9305 | 20.2294 | 20.5329 | 20.8409 | 21.1535 | 21.4708 | 21.7929 | 22.1197 | 0 | 1.4136 | 1.4348 | 1.4563 | 1.4781 | 1.5003 | 1.5228 | 1.5456 | 1.5688 | 1.5924 | 1.6162 | 1.6405 | 1.6651 | 1.6901 | 1.7154 | 1.7411 | 1.7673 | 1.7938 | 1.8207 | 1.848 | 0
C&I | T8 (5-8 ft, 1-2 Lamp) | 18 | 0 | 398.7669 | 0 | 0.088576 | 0 | 93 | 0 | 2.0451 | 175.5318 | 14.6648 | 93 | 93 | 0 | 0 | 0 | 0 | 0 | 0 | 0 | 0 | 0 | 16.114 | 16.3557 | 16.601 | 16.85 | 17.1028 | 17.3593 | 17.6197 | 17.884 | 18.1522 | 18.4245 | 18.7009 | 18.9814 | 19.2661 | 19.5551 | 19.8485 | 20.1462 | 20.4484 | 20.7551 | 21.0664 | 0 | 1.3462 | 1.3664 | 1.3869 | 1.4077 | 1.4288 | 1.4503 | 1.472 | 1.4941 | 1.5165 | 1.5393 | 1.5624 | 1.5858 | 1.6096 | 1.6337 | 1.6582 | 1.6831 | 1.7084 | 1.734 | 1.76 | 0
C&I | LED Linear Replacement Lamp (≤4ft) | 16 | 0 | 299.0752 | 0 | 0.066432 | 0 | 9.5 | 0 | 14.2026 | 124.5217 | 10.4032 | 9.5 | 9.5 | 0 | 0 | 0 | 0 | 0 | 0 | 0 | 0 | 0 | 12.0855 | 12.2667 | 12.4507 | 12.6375 | 12.8271 | 13.0195 | 13.2148 | 13.413 | 13.6142 | 13.8184 | 14.0257 | 14.2361 | 14.4496 | 14.6663 | 14.8863 | 15.1096 | 15.3363 | 0 | 0 | 0 | 1.0097 | 1.0248 | 1.0402 | 1.0558 | 1.0716 | 1.0877 | 1.104 | 1.1206 | 1.1374 | 1.1545 | 1.1718 | 1.1894 | 1.2072 | 1.2253 | 1.2437 | 1.2623 | 1.2813 | 0 | 0 | 0
C&I | LED Linear Replacement Lamp (5-8ft) | 16 | 0 | 365.5363 | 0 | 0.081195 | 0 | 9.5 | 0 | 17.3588 | 152.1932 | 12.715 | 9.5 | 9.5 | 0 | 0 | 0 | 0 | 0 | 0 | 0 | 0 | 0 | 14.7711 | 14.9927 | 15.2176 | 15.4458 | 15.6775 | 15.9127 | 16.1514 | 16.3937 | 16.6396 | 16.8892 | 17.1425 | 17.3996 | 17.6606 | 17.9255 | 18.1944 | 18.4673 | 18.7443 | 0 | 0 | 0 | 1.2341 | 1.2526 | 1.2714 | 1.2904 | 1.3098 | 1.3294 | 1.3494 | 1.3696 | 1.3902 | 1.411 | 1.4322 | 1.4537 | 1.4755 | 1.4976 | 1.5201 | 1.5429 | 1.566 | 0 | 0 | 0
C&I | Fluorescent Fixture Specular Reflector 4-ft | 15 | 0 | 0 | 0 | 0 | 0 | 30 | 0 | 0 | 0 | 0 | 30 | 30 | 0 | 0 | 0 | 0 | 0 | 0 | 0 | 0 | 0 | 0 | 0 | 0 | 0 | 0 | 0 | 0 | 0 | 0 | 0 | 0 | 0 | 0 | 0 | 0 | 0 | 0 | 0 | 0 | 0 | 0 | 0 | 0 | 0 | 0 | 0 | 0 | 0 | 0 | 0 | 0 | 0 | 0 | 0 | 0 | 0 | 0 | 0 | 0 | 0
C&I | Fluorescent Fixture Specular Reflector two 4-ft | 15 | 0 | 0 | 0 | 0 | 0 | 30 | 0 | 0 | 0 | 0 | 30 | 30 | 0 | 0 | 0 | 0 | 0 | 0 | 0 | 0 | 0 | 0 | 0 | 0 | 0 | 0 | 0 | 0 | 0 | 0 | 0 | 0 | 0 | 0 | 0 | 0 | 0 | 0 | 0 | 0 | 0 | 0 | 0 | 0 | 0 | 0 | 0 | 0 | 0 | 0 | 0 | 0 | 0 | 0 | 0 | 0 | 0 | 0 | 0 | 0 | 0
C&I | Fluorescent Fixture Specular Reflector 8-ft | 15 | 0 | 0 | 0 | 0 | 0 | 50 | 0 | 0 | 0 | 0 | 50 | 50 | 0 | 0 | 0 | 0 | 0 | 0 | 0 | 0 | 0 | 0 | 0 | 0 | 0 | 0 | 0 | 0 | 0 | 0 | 0 | 0 | 0 | 0 | 0 | 0 | 0 | 0 | 0 | 0 | 0 | 0 | 0 | 0 | 0 | 0 | 0 | 0 | 0 | 0 | 0 | 0 | 0 | 0 | 0 | 0 | 0 | 0 | 0 | 0 | 0
C&I | Fluorescent Fixture Specular Reflector two 8-ft | 15 | 0 | 0 | 0 | 0 | 0 | 50 | 0 | 0 | 0 | 0 | 50 | 50 | 0 | 0 | 0 | 0 | 0 | 0 | 0 | 0 | 0 | 0 | 0 | 0 | 0 | 0 | 0 | 0 | 0 | 0 | 0 | 0 | 0 | 0 | 0 | 0 | 0 | 0 | 0 | 0 | 0 | 0 | 0 | 0 | 0 | 0 | 0 | 0 | 0 | 0 | 0 | 0 | 0 | 0 | 0 | 0 | 0 | 0 | 0 | 0 | 0
C&I | Multi-CFL Fixture | 0 | 0 | 0 | 0 | 0 | 0 | 0 | 0 | n/a | 0 | 0 | 0 | 0 | 0 | 0 | 0 | 0 | 0 | 0 | 0 | 0 | 0 | 0 | 0 | 0 | 0 | 0 | 0 | 0 | 0 | 0 | 0 | 0 | 0 | 0 | 0 | 0 | 0 | 0 | 0 | 0 | 0 | 0 | 0 | 0 | 0 | 0 | 0 | 0 | 0 | 0 | 0 | 0 | 0 | 0 | 0 | 0 | 0 | 0 | 0 | 0 | 0
C&I | Indirect Fixture | 0 | 0 | 0 | 0 | 0 | 0 | 0 | 0 | n/a | 0 | 0 | 0 | 0 | 0 | 0 | 0 | 0 | 0 | 0 | 0 | 0 | 0 | 0 | 0 | 0 | 0 | 0 | 0 | 0 | 0 | 0 | 0 | 0 | 0 | 0 | 0 | 0 | 0 | 0 | 0 | 0 | 0 | 0 | 0 | 0 | 0 | 0 | 0 | 0 | 0 | 0 | 0 | 0 | 0 | 0 | 0 | 0 | 0 | 0 | 0 | 0 | 0
C&I | Ceiling Mount Occupancy | 8 | 0 | 379.8443 | 0 | 0.012131 | 0 | 125 | 0 | 0.78862 | 97.4076 | 1.17 | 125 | 125 | 0 | 0 | 0 | 0 | 0 | 0 | 0 | 0 | 0 | 15.3493 | 15.5795 | 15.8132 | 16.0504 | 16.2912 | 16.5356 | 16.7836 | 17.0353 | 0 | 0 | 0 | 0 | 0 | 0 | 0 | 0 | 0 | 0 | 0 | 0 | 0.18437 | 0.18713 | 0.18994 | 0.19279 | 0.19568 | 0.19862 | 0.2016 | 0.20462 | 0 | 0 | 0 | 0 | 0 | 0 | 0 | 0 | 0 | 0 | 0 | 0
C&I | Wall Mount Occupancy | 8 | 0 | 379.8443 | 0 | 0.012131 | 0 | 55 | 0 | 1.7923 | 97.4076 | 1.17 | 55 | 55 | 0 | 0 | 0 | 0 | 0 | 0 | 0 | 0 | 0 | 15.3493 | 15.5795 | 15.8132 | 16.0504 | 16.2912 | 16.5356 | 16.7836 | 17.0353 | 0 | 0 | 0 | 0 | 0 | 0 | 0 | 0 | 0 | 0 | 0 | 0 | 0.18437 | 0.18713 | 0.18994 | 0.19279 | 0.19568 | 0.19862 | 0.2016 | 0.20462 | 0 | 0 | 0 | 0 | 0 | 0 | 0 | 0 | 0 | 0 | 0 | 0
C&I | Fixture Mount Occupancy | 8 | 0 | 379.8443 | 0 | 0.012131 | 0 | 55 | 0 | 1.7923 | 97.4076 | 1.17 | 55 | 55 | 0 | 0 | 0 | 0 | 0 | 0 | 0 | 0 | 0 | 15.3493 | 15.5795 | 15.8132 | 16.0504 | 16.2912 | 16.5356 | 16.7836 | 17.0353 | 0 | 0 | 0 | 0 | 0 | 0 | 0 | 0 | 0 | 0 | 0 | 0 | 0.18437 | 0.18713 | 0.18994 | 0.19279 | 0.19568 | 0.19862 | 0.2016 | 0.20462 | 0 | 0 | 0 | 0 | 0 | 0 | 0 | 0 | 0 | 0 | 0 | 0
C&I | Fixture Mount Photo Sensor | 8 | 0 | 443.9144 | 0 | 0.023628 | 0 | 65 | 0 | 1.7864 | 113.8377 | 2.2789 | 65 | 65 | 0 | 0 | 0 | 0 | 0 | 0 | 0 | 0 | 0 | 17.9383 | 18.2074 | 18.4805 | 18.7577 | 19.0391 | 19.3247 | 19.6146 | 19.9088 | 0 | 0 | 0 | 0 | 0 | 0 | 0 | 0 | 0 | 0 | 0 | 0 | 0.35911 | 0.3645 | 0.36996 | 0.37551 | 0.38115 | 0.38686 | 0.39267 | 0.39856 | 0 | 0 | 0 | 0 | 0 | 0 | 0 | 0 | 0 | 0 | 0 | 0
C&I | Exit Sign | 15 | 0 | 577.0846 | 0 | 0.064956 | 0 | 25 | 0 | 9.6996 | 232.6419 | 9.8489 | 25 | 25 | 0 | 0 | 0 | 0 | 0 | 0 | 0 | 0 | 0 | 23.3197 | 23.6695 | 24.0245 | 24.3849 | 24.7507 | 25.1219 | 25.4987 | 25.8812 | 26.2694 | 26.6635 | 27.0634 | 27.4694 | 27.8814 | 28.2996 | 28.7241 | 29.155 | 0 | 0 | 0 | 0 | 0.98724 | 1.0021 | 1.0171 | 1.0323 | 1.0478 | 1.0635 | 1.0795 | 1.0957 | 1.1121 | 1.1288 | 1.1457 | 1.1629 | 1.1804 | 1.1981 | 1.216 | 1.2343 | 0 | 0 | 0 | 0
C&I | CAC 65 - 135 kBtuh | 15 | 0 | 198.9971 | 0 | 0.30638 | 0 | 700 | 0 | 0.18097 | 80.2223 | 46.4551 | 700 | 700 | 0 | 0 | 0 | 0 | 0 | 0 | 0 | 0 | 0 | 8.0414 | 8.162 | 8.2844 | 8.4087 | 8.5348 | 8.6628 | 8.7928 | 8.9247 | 9.0585 | 9.1944 | 9.3323 | 9.4723 | 9.6144 | 9.7586 | 9.905 | 10.0536 | 0 | 0 | 0 | 0 | 4.6566 | 4.7264 | 4.7973 | 4.8693 | 4.9423 | 5.0165 | 5.0917 | 5.1681 | 5.2456 | 5.3243 | 5.4042 | 5.4852 | 5.5675 | 5.651 | 5.7358 | 5.8218 | 0 | 0 | 0 | 0
C&I | CAC 135 - 240 kBtuh | 15 | 0 | 405.2305 | 0 | 0.6239 | 0 | 1000 | 0 | 0.25796 | 163.3618 | 94.5995 | 1000 | 1000 | 0 | 0 | 0 | 0 | 0 | 0 | 0 | 0 | 0 | 16.3751 | 16.6208 | 16.8701 | 17.1231 | 17.38 | 17.6407 | 17.9053 | 18.1739 | 18.4465 | 18.7232 | 19.004 | 19.2891 | 19.5784 | 19.8721 | 20.1702 | 20.4727 | 0 | 0 | 0 | 0 | 9.4825 | 9.6247 | 9.7691 | 9.9157 | 10.0644 | 10.2154 | 10.3686 | 10.5241 | 10.682 | 10.8422 | 11.0048 | 11.1699 | 11.3375 | 11.5075 | 11.6801 | 11.8553 | 0 | 0 | 0 | 0
C&I | CAC 240 - 760 kBtuh | 15 | 0 | 709.5669 | 0 | 1.0925 | 0 | 2000 | 0 | 0.22585 | 286.0498 | 165.6456 | 2000 | 2000 | 0 | 0 | 0 | 0 | 0 | 0 | 0 | 0 | 0 | 28.6732 | 29.1033 | 29.5399 | 29.983 | 30.4327 | 30.8892 | 31.3525 | 31.8228 | 32.3002 | 32.7847 | 33.2764 | 33.7756 | 34.2822 | 34.7964 | 35.3184 | 35.8482 | 0 | 0 | 0 | 0 | 16.6041 | 16.8531 | 17.1059 | 17.3625 | 17.623 | 17.8873 | 18.1556 | 18.4279 | 18.7044 | 18.9849 | 19.2697 | 19.5587 | 19.8521 | 20.1499 | 20.4522 | 20.7589 | 0 | 0 | 0 | 0
C&I | CAC >760 kBtuh | 15 | 0 | 982.7386 | 0 | 1.5131 | 0 | 6333.3333 | 0 | 0.098778 | 396.1744 | 229.4165 | 6333.3333 | 6333.3333 | 0 | 0 | 0 | 0 | 0 | 0 | 0 | 0 | 0 | 39.7119 | 40.3076 | 40.9122 | 41.5259 | 42.1488 | 42.781 | 43.4227 | 44.0741 | 44.7352 | 45.4062 | 46.0873 | 46.7786 | 47.4803 | 48.1925 | 48.9154 | 49.6491 | 0 | 0 | 0 | 0 | 22.9964 | 23.3413 | 23.6914 | 24.0468 | 24.4075 | 24.7736 | 25.1452 | 25.5224 | 25.9052 | 26.2938 | 26.6882 | 27.0885 | 27.4949 | 27.9073 | 28.3259 | 28.7508 | 0 | 0 | 0 | 0
C&I | Split Package Heat Pump | 15 | 0 | 2073.6377 | 0 | 0.31514 | 0 | 370 | 0 | 2.3885 | 835.9518 | 47.7824 | 370 | 370 | 0 | 0 | 0 | 0 | 0 | 0 | 0 | 0 | 0 | 83.7946 | 85.0515 | 86.3273 | 87.6222 | 88.9365 | 90.2705 | 91.6246 | 92.999 | 94.394 | 95.8099 | 97.247 | 98.7057 | 100.1863 | 101.6891 | 103.2144 | 104.7627 | 0 | 0 | 0 | 0 | 4.7896 | 4.8615 | 4.9344 | 5.0084 | 5.0835 | 5.1598 | 5.2372 | 5.3158 | 5.3955 | 5.4764 | 5.5586 | 5.6419 | 5.7266 | 5.8125 | 5.8997 | 5.9882 | 0 | 0 | 0 | 0
C&I | Single System Heat Pump | 15 | 0 | 949.3445 | 0 | 0.31514 | 0 | 370 | 0 | 1.1635 | 382.7121 | 47.7824 | 370 | 370 | 0 | 0 | 0 | 0 | 0 | 0 | 0 | 0 | 0 | 38.3625 | 38.9379 | 39.522 | 40.1148 | 40.7166 | 41.3273 | 41.9472 | 42.5764 | 43.2151 | 43.8633 | 44.5212 | 45.1891 | 45.8669 | 46.5549 | 47.2532 | 47.962 | 0 | 0 | 0 | 0 | 4.7896 | 4.8615 | 4.9344 | 5.0084 | 5.0835 | 5.1598 | 5.2372 | 5.3158 | 5.3955 | 5.4764 | 5.5586 | 5.6419 | 5.7266 | 5.8125 | 5.8997 | 5.9882 | 0 | 0 | 0 | 0
C&I | Heat Pump 65 < 135 kBtuh | 15 | 0 | 1950.605 | 0 | 0.065763 | 0 | 700 | 0 | 1.1376 | 786.3533 | 9.9713 | 700 | 700 | 0 | 0 | 0 | 0 | 0 | 0 | 0 | 0 | 0 | 78.8229 | 80.0052 | 81.2053 | 82.4234 | 83.6597 | 84.9146 | 86.1884 | 87.4812 | 88.7934 | 90.1253 | 91.4772 | 92.8493 | 94.2421 | 95.6557 | 97.0905 | 98.5469 | 0 | 0 | 0 | 0 | 0.99951 | 1.0145 | 1.0297 | 1.0452 | 1.0608 | 1.0768 | 1.0929 | 1.1093 | 1.1259 | 1.1428 | 1.16 | 1.1774 | 1.195 | 1.213 | 1.2311 | 1.2496 | 0 | 0 | 0 | 0
C&I | Heat Pump 135 < 240 kBtuh | 15 | 0 | 193.4512 | 0 | 0.29784 | 0 | 1000 | 0 | 0.12315 | 77.9866 | 45.1604 | 1000 | 1000 | 0 | 0 | 0 | 0 | 0 | 0 | 0 | 0 | 0 | 7.8173 | 7.9345 | 8.0535 | 8.1743 | 8.297 | 8.4214 | 8.5477 | 8.6759 | 8.8061 | 8.9382 | 9.0722 | 9.2083 | 9.3465 | 9.4867 | 9.629 | 9.7734 | 0 | 0 | 0 | 0 | 4.5268 | 4.5947 | 4.6636 | 4.7336 | 4.8046 | 4.8767 | 4.9498 | 5.0241 | 5.0994 | 5.1759 | 5.2536 | 5.3324 | 5.4123 | 5.4935 | 5.5759 | 5.6596 | 0 | 0 | 0 | 0
C&I | Heat Pump >240 kBtuh | 15 | 0 | 931.7918 | 0 | 1.4346 | 0 | 2000 | 0 | 0.29658 | 375.636 | 217.5231 | 2000 | 2000 | 0 | 0 | 0 | 0 | 0 | 0 | 0 | 0 | 0 | 37.6532 | 38.218 | 38.7913 | 39.3731 | 39.9637 | 40.5632 | 41.1716 | 41.7892 | 42.416 | 43.0523 | 43.6981 | 44.3535 | 45.0188 | 45.6941 | 46.3795 | 47.0752 | 0 | 0 | 0 | 0 | 21.8042 | 22.1313 | 22.4632 | 22.8002 | 23.1422 | 23.4893 | 23.8417 | 24.1993 | 24.5623 | 24.9307 | 25.3047 | 25.6842 | 26.0695 | 26.4605 | 26.8574 | 27.2603 | 0 | 0 | 0 | 0
C&I | Geothermal Heat Pump | 15 | 0 | 23256.7901 | 0 | 2.1948 | 0 | 4100 | 0 | 2.3679 | 9375.58 | 332.7849 | 4100 | 4100 | 0 | 0 | 0 | 0 | 0 | 0 | 0 | 0 | 0 | 939.7942 | 953.8911 | 968.1995 | 982.7224 | 997.4633 | 1012.4252 | 1027.6116 | 1043.0258 | 1058.6712 | 1074.5512 | 1090.6695 | 1107.0295 | 1123.635 | 1140.4895 | 1157.5969 | 1174.9608 | 0 | 0 | 0 | 0 | 33.3579 | 33.8582 | 34.3661 | 34.8816 | 35.4048 | 35.9359 | 36.4749 | 37.0221 | 37.5774 | 38.141 | 38.7132 | 39.2939 | 39.8833 | 40.4815 | 41.0887 | 41.7051 | 0 | 0 | 0 | 0
C&I | Electric Storage Water Heater (>50 gallons) | 5 | 0 | 1864.5499 | 0 | 0.2094 | 0 | 1050 | 0 | 0.32679 | 329.2281 | 13.9066 | 1050 | 1050 | 0 | 0 | 0 | 0 | 0 | 0 | 0 | 0 | 0 | 75.3454 | 76.4756 | 77.6228 | 78.7871 | 79.9689 | 0 | 0 | 0 | 0 | 0 | 0 | 0 | 0 | 0 | 0 | 0 | 0 | 0 | 0 | 0 | 3.1826 | 3.2303 | 3.2788 | 3.328 | 3.3779 | 0 | 0 | 0 | 0 | 0 | 0 | 0 | 0 | 0 | 0 | 0 | 0 | 0 | 0 | 0
C&I | Heat Pump Water Heater | 15 | 0 | 1815.1934 | 0 | 0.085994 | 0 | 700 | 0 | 1.064 | 731.7644 | 13.0389 | 700 | 700 | 0 | 0 | 0 | 0 | 0 | 0 | 0 | 0 | 0 | 73.351 | 74.4512 | 75.568 | 76.7015 | 77.852 | 79.0198 | 80.2051 | 81.4082 | 82.6293 | 83.8688 | 85.1268 | 86.4037 | 87.6998 | 89.0153 | 90.3505 | 91.7057 | 0 | 0 | 0 | 0 | 1.307 | 1.3266 | 1.3465 | 1.3667 | 1.3872 | 1.408 | 1.4291 | 1.4506 | 1.4723 | 1.4944 | 1.5168 | 1.5396 | 1.5627 | 1.5861 | 1.6099 | 1.634 | 0 | 0 | 0 | 0
C&I | ODC Motor | 15 | 0 | 370.3469 | 0 | 0.08417 | 0 | 115 | 0 | 1.4092 | 149.2991 | 12.7622 | 115 | 115 | 0 | 0 | 0 | 0 | 0 | 0 | 0 | 0 | 0 | 14.9655 | 15.19 | 15.4178 | 15.6491 | 15.8839 | 16.1221 | 16.3639 | 16.6094 | 16.8585 | 17.1114 | 17.3681 | 17.6286 | 17.893 | 18.1614 | 18.4339 | 18.7104 | 0 | 0 | 0 | 0 | 1.2793 | 1.2985 | 1.3179 | 1.3377 | 1.3578 | 1.3781 | 1.3988 | 1.4198 | 1.4411 | 1.4627 | 1.4846 | 1.5069 | 1.5295 | 1.5525 | 1.5757 | 1.5994 | 0 | 0 | 0 | 0
C&I | TEFC Motor | 15 | 0 | 260.9262 | 0 | 0.059301 | 0 | 115 | 0 | 0.99287 | 105.188 | 8.9916 | 115 | 115 | 0 | 0 | 0 | 0 | 0 | 0 | 0 | 0 | 0 | 10.5439 | 10.702 | 10.8626 | 11.0255 | 11.1909 | 11.3588 | 11.5291 | 11.7021 | 11.8776 | 12.0558 | 12.2366 | 12.4202 | 12.6065 | 12.7956 | 12.9875 | 13.1823 | 0 | 0 | 0 | 0 | 0.9013 | 0.91482 | 0.92854 | 0.94247 | 0.95661 | 0.97096 | 0.98552 | 1.0003 | 1.0153 | 1.0305 | 1.046 | 1.0617 | 1.0776 | 1.0938 | 1.1102 | 1.1268 | 0 | 0 | 0 | 0
C&I | Chiller | 20 | 0 | 2805.614 | 0 | 1.928 | 0 | 6350 | 0 | 0.24475 | 1234.993 | 319.1955 | 6350 | 6350 | 0 | 0 | 0 | 0 | 0 | 0 | 0 | 0 | 0 | 113.3733 | 115.0739 | 116.8 | 118.552 | 120.3303 | 122.1353 | 123.9673 | 125.8268 | 127.7142 | 129.6299 | 131.5744 | 133.548 | 135.5512 | 137.5845 | 139.6482 | 141.743 | 143.8691 | 146.0272 | 148.2176 | 0 | 29.3024 | 29.7419 | 30.1881 | 30.6409 | 31.1005 | 31.567 | 32.0405 | 32.5211 | 33.0089 | 33.5041 | 34.0066 | 34.5167 | 35.0345 | 35.56 | 36.0934 | 36.6348 | 37.1843 | 37.7421 | 38.3082 | 0
C&I | C&I Custom | 15 | 0 | 45206.6729 | 0 | 11.2142 | 0 | 7940.9 | 0 | 2.5091 | 18224.3025 | 1700.3477 | 7940.9 | 7940.9 | 0 | 0 | 0 | 0 | 0 | 0 | 0 | 0 | 0 | 1826.7769 | 1854.1786 | 1881.9913 | 1910.2211 | 1938.8745 | 1967.9576 | 1997.4769 | 2027.4391 | 2057.8507 | 2088.7184 | 2120.0492 | 2151.85 | 2184.1277 | 2216.8896 | 2250.143 | 2283.8951 | 0 | 0 | 0 | 0 | 170.4403 | 172.9969 | 175.5919 | 178.2258 | 180.8991 | 183.6126 | 186.3668 | 189.1623 | 191.9998 | 194.8797 | 197.8029 | 200.77 | 203.7815 | 206.8383 | 209.9408 | 213.0899 | 0 | 0 | 0 | 0
Residential | Residential Audits | 0 | 0 | 0 | 0 | 0 | 0 | 0 | 0 | n/a | 0 | 0 | 0 | 0 | 0 | 0 | 0 | 0 | 0 | 0 | 0 | 0 | 0 | 0 | 0 | 0 | 0 | 0 | 0 | 0 | 0 | 0 | 0 | 0 | 0 | 0 | 0 | 0 | 0 | 0 | 0 | 0 | 0 | 0 | 0 | 0 | 0 | 0 | 0 | 0 | 0 | 0 | 0 | 0 | 0 | 0 | 0 | 0 | 0 | 0 | 0 | 0 | 0
0 | 0 | 0 | 0 | 0 | 0 | 0 | 0 | 0 | 0 | n/a | 0 | 0 | 0 | 0 | 0 | 0 | 0 | 0 | 0 | 0 | 0 | 0 | 0 | 0 | 0 | 0 | 0 | 0 | 0 | 0 | 0 | 0 | 0 | 0 | 0 | 0 | 0 | 0 | 0 | 0 | 0 | 0 | 0 | 0 | 0 | 0 | 0 | 0 | 0 | 0 | 0 | 0 | 0 | 0 | 0 | 0 | 0 | 0 | 0 | 0 | 0 | 0 | 0

## 2016 Screen
| Year | 2016
|  |  |  | Annual Savings | [6 empty] | NPV (Current Avoided Costs) |  |  | Incremental Cost | [9 empty] | Avoided Energy Savings | [19 empty] | Avoided Demand Savings
Sector | Measure | Measure Life | Remaining Life | kWh | Ret. kWh | kW | Ret. kW | Incremental Cost per Unit | Future Avoided Cost | TRC | Avoided Energy Costs | Avoided Demand Costs | Incremental Cost | 2015 | 2016 | 2017 | 2018 | 2019 | 2020 | 2021 | 2022 | 2023 | 2024 | 2015 | 2016 | 2017 | 2018 | 2019 | 2020 | 2021 | 2022 | 2023 | 2024 | 2025 | 2025 | 2026 | 2027 | 2028 | 2029 | 2030 | 2031 | 2032 | 2033 | 2015 | 2016 | 2017 | 2018 | 2019 | 2020 | 2021 | 2022 | 2023 | 2024 | 2025 | 2025 | 2026 | 2027 | 2028 | 2029 | 2030 | 2031 | 2032 | 2033
Residential | LED | 10 | 0 | 40.1182 | 0 | 0.004717 | 0 | 10 | 0 | 1.3658 | 12.0175 | 0.53145 | 9.1878 | 0 | 10 | 0 | 0 | 0 | 0 | 0 | 0 | 0 | 0 | 0 | 1.6455 | 1.6702 | 1.6952 | 1.7206 | 1.7464 | 1.7726 | 1.7992 | 1.8262 | 1.8536 | 1.8814 | 1.9096 | 0 | 0 | 0 | 0 | 0 | 0 | 0 | 0 | 0 | 0.072768 | 0.073859 | 0.074967 | 0.076092 | 0.077233 | 0.078392 | 0.079568 | 0.080761 | 0.081972 | 0.083202 | 0.08445 | 0 | 0 | 0 | 0 | 0 | 0 | 0 | 0
Residential | ENERGY STAR Fixture | 9.4 | 0 | 76.0135 | 0 | 0.0089375 | 0 | 15 | 0 | 1.7253 | 22.7701 | 1.007 | 13.7817 | 0 | 15 | 0 | 0 | 0 | 0 | 0 | 0 | 0 | 0 | 0 | 3.1177 | 3.1645 | 3.212 | 3.2602 | 3.3091 | 3.3587 | 3.4091 | 3.4602 | 3.5121 | 3.5648 | 3.6183 | 0 | 0 | 0 | 0 | 0 | 0 | 0 | 0 | 0 | 0.13788 | 0.13994 | 0.14204 | 0.14417 | 0.14634 | 0.14853 | 0.15076 | 0.15302 | 0.15532 | 0.15765 | 0.16001 | 0 | 0 | 0 | 0 | 0 | 0 | 0 | 0
Residential | ENERGY STAR Dehumidifier | 12 | 0 | 168.6462 | 0 | 0.038518 | 0 | 60 | 0 | 1.1074 | 56.2166 | 4.8292 | 55.1268 | 0 | 60 | 0 | 0 | 0 | 0 | 0 | 0 | 0 | 0 | 0 | 6.9171 | 7.0209 | 7.1262 | 7.2331 | 7.3416 | 7.4517 | 7.5635 | 7.6769 | 7.7921 | 7.909 | 8.0276 | 8.148 | 8.2702 | 0 | 0 | 0 | 0 | 0 | 0 | 0 | 0.5942 | 0.60312 | 0.61216 | 0.62134 | 0.63066 | 0.64012 | 0.64973 | 0.65947 | 0.66936 | 0.67941 | 0.6896 | 0.69994 | 0.71044 | 0 | 0 | 0 | 0 | 0 | 0
Residential | ENERGY STAR Clothes Washer | 14 | 0 | 211.9349 | 0 | 0.0273 | 0 | 210 | 0 | 0.41773 | 76.8738 | 3.7244 | 192.9438 | 0 | 210 | 0 | 0 | 0 | 0 | 0 | 0 | 0 | 0 | 0 | 8.6926 | 8.823 | 8.9554 | 9.0897 | 9.226 | 9.3644 | 9.5049 | 9.6475 | 9.7922 | 9.9391 | 10.0882 | 10.2395 | 10.3931 | 10.549 | 10.7072 | 0 | 0 | 0 | 0 | 0 | 0.42115 | 0.42747 | 0.43388 | 0.44039 | 0.44699 | 0.4537 | 0.4605 | 0.46741 | 0.47442 | 0.48154 | 0.48876 | 0.49609 | 0.50353 | 0.51109 | 0.51875 | 0 | 0 | 0 | 0
Residential | ENERGY STAR Clothes Dryer | 14 | 0 | 175.1001 | 0 | 0.030074 | 0 | 152 | 0 | 0.48416 | 63.5129 | 4.1028 | 139.6545 | 0 | 152 | 0 | 0 | 0 | 0 | 0 | 0 | 0 | 0 | 0 | 7.1818 | 7.2896 | 7.3989 | 7.5099 | 7.6225 | 7.7369 | 7.8529 | 7.9707 | 8.0903 | 8.2116 | 8.3348 | 8.4598 | 8.5867 | 8.7155 | 8.8463 | 0 | 0 | 0 | 0 | 0 | 0.46394 | 0.47089 | 0.47796 | 0.48513 | 0.4924 | 0.49979 | 0.50729 | 0.5149 | 0.52262 | 0.53046 | 0.53842 | 0.54649 | 0.55469 | 0.56301 | 0.57146 | 0 | 0 | 0 | 0
Residential | ENERGY STAR Refrigerator | 12 | 0 | 46.38 | 0 | 0.0069906 | 0 | 40 | 0 | 0.44452 | 15.4603 | 0.87644 | 36.7512 | 0 | 40 | 0 | 0 | 0 | 0 | 0 | 0 | 0 | 0 | 0 | 1.9023 | 1.9308 | 1.9598 | 1.9892 | 2.019 | 2.0493 | 2.0801 | 2.1113 | 2.1429 | 2.1751 | 2.2077 | 2.2408 | 2.2744 | 0 | 0 | 0 | 0 | 0 | 0 | 0 | 0.10784 | 0.10946 | 0.1111 | 0.11277 | 0.11446 | 0.11618 | 0.11792 | 0.11969 | 0.12148 | 0.1233 | 0.12515 | 0.12703 | 0.12894 | 0 | 0 | 0 | 0 | 0 | 0
Residential | Recycle and Replace - ENERGY STAR Refrigerator | 12 | 4 | 46.38 | 436.4859 | 0.0069906 | 0.065789 | 451 | 390 | 0.53106 | 68.5783 | 3.8877 | 136.4557 | 0 | 451 | 0 | 0 | -390 | 0 | 0 | 0 | 0 | 0 | 0 | 17.9027 | 18.1713 | 18.4438 | 18.7205 | 2.019 | 2.0493 | 2.0801 | 2.1113 | 2.1429 | 2.1751 | 2.2077 | 2.2408 | 2.2744 | 0 | 0 | 0 | 0 | 0 | 0 | 0 | 1.0149 | 1.0301 | 1.0456 | 1.0613 | 0.11446 | 0.11618 | 0.11792 | 0.11969 | 0.12148 | 0.1233 | 0.12515 | 0.12703 | 0.12894 | 0 | 0 | 0 | 0 | 0 | 0
Residential | CEE Tier 2 Refrigerator | 12 | 0 | 69.4013 | 0 | 0.01046 | 0 | 140 | 0 | 0.19005 | 23.1343 | 1.3115 | 128.6292 | 0 | 140 | 0 | 0 | 0 | 0 | 0 | 0 | 0 | 0 | 0 | 2.8465 | 2.8892 | 2.9326 | 2.9766 | 3.0212 | 3.0665 | 3.1125 | 3.1592 | 3.2066 | 3.2547 | 3.3035 | 3.3531 | 3.4034 | 0 | 0 | 0 | 0 | 0 | 0 | 0 | 0.16137 | 0.16379 | 0.16625 | 0.16874 | 0.17127 | 0.17384 | 0.17645 | 0.1791 | 0.18178 | 0.18451 | 0.18728 | 0.19009 | 0.19294 | 0 | 0 | 0 | 0 | 0 | 0
Residential | ENERGY STAR Freezer | 11 | 0 | 31.8675 | 0 | 0.003456 | 0 | 35 | 0 | 0.32699 | 10.1032 | 0.4121 | 32.1573 | 0 | 35 | 0 | 0 | 0 | 0 | 0 | 0 | 0 | 0 | 0 | 1.3071 | 1.3267 | 1.3466 | 1.3668 | 1.3873 | 1.4081 | 1.4292 | 1.4506 | 1.4724 | 1.4945 | 1.5169 | 1.5397 | 0 | 0 | 0 | 0 | 0 | 0 | 0 | 0 | 0.053314 | 0.054113 | 0.054925 | 0.055749 | 0.056585 | 0.057434 | 0.058296 | 0.05917 | 0.060058 | 0.060958 | 0.061873 | 0.062801 | 0 | 0 | 0 | 0 | 0 | 0 | 0
Residential | ES Dishwasher (Electric DHW) | 10 | 0 | 12.564 | 0 | 0.0060404 | 0 | 50 | 0 | 0.09674 | 3.7636 | 0.68055 | 45.939 | 0 | 50 | 0 | 0 | 0 | 0 | 0 | 0 | 0 | 0 | 0 | 0.51532 | 0.52305 | 0.5309 | 0.53886 | 0.54694 | 0.55515 | 0.56347 | 0.57193 | 0.5805 | 0.58921 | 0.59805 | 0 | 0 | 0 | 0 | 0 | 0 | 0 | 0 | 0 | 0.093183 | 0.094581 | 0.095999 | 0.097439 | 0.098901 | 0.10038 | 0.10189 | 0.10342 | 0.10497 | 0.10654 | 0.10814 | 0 | 0 | 0 | 0 | 0 | 0 | 0 | 0
Residential | ES Dishwasher (Gas DHW) | 10 | 0 | 5.5282 | 0 | 0.0026578 | 0 | 50 | 0 | 0.042566 | 1.656 | 0.29944 | 45.939 | 0 | 50 | 0 | 0 | 0 | 0 | 0 | 0 | 0 | 0 | 0 | 0.22674 | 0.23014 | 0.23359 | 0.2371 | 0.24065 | 0.24426 | 0.24793 | 0.25165 | 0.25542 | 0.25925 | 0.26314 | 0 | 0 | 0 | 0 | 0 | 0 | 0 | 0 | 0 | 0.041 | 0.041615 | 0.04224 | 0.042873 | 0.043516 | 0.044169 | 0.044832 | 0.045504 | 0.046187 | 0.046879 | 0.047583 | 0 | 0 | 0 | 0 | 0 | 0 | 0 | 0
Residential | ENERGY STAR Room Air Conditioner | 12 | 0 | 56.4899 | 0 | 0.085735 | 0 | 200 | 0 | 0.16097 | 18.8304 | 10.749 | 183.756 | 0 | 200 | 0 | 0 | 0 | 0 | 0 | 0 | 0 | 0 | 0 | 2.317 | 2.3517 | 2.387 | 2.4228 | 2.4591 | 2.496 | 2.5335 | 2.5715 | 2.61 | 2.6492 | 2.6889 | 2.7293 | 2.7702 | 0 | 0 | 0 | 0 | 0 | 0 | 0 | 1.3226 | 1.3424 | 1.3626 | 1.383 | 1.4038 | 1.4248 | 1.4462 | 1.4679 | 1.4899 | 1.5123 | 1.5349 | 1.558 | 1.5813 | 0 | 0 | 0 | 0 | 0 | 0
Residential | Advanced Power Strip | 10 | 0 | 78.6297 | 0 | 0.01103 | 0 | 20 | 0 | 1.3494 | 23.5538 | 1.2427 | 18.3756 | 0 | 20 | 0 | 0 | 0 | 0 | 0 | 0 | 0 | 0 | 0 | 3.225 | 3.2734 | 3.3225 | 3.3724 | 3.4229 | 3.4743 | 3.5264 | 3.5793 | 3.633 | 3.6875 | 3.7428 | 0 | 0 | 0 | 0 | 0 | 0 | 0 | 0 | 0 | 0.17015 | 0.1727 | 0.17529 | 0.17792 | 0.18059 | 0.1833 | 0.18605 | 0.18884 | 0.19167 | 0.19455 | 0.19746 | 0 | 0 | 0 | 0 | 0 | 0 | 0 | 0
Residential | Refrigerator Recycle | 8 | 0 | 1349.583 | 0 | 0.15406 | 0 | 93 | 0 | 3.9394 | 322.7485 | 13.8574 | 85.4465 | 0 | 93 | 0 | 0 | 0 | 0 | 0 | 0 | 0 | 0 | 0 | 55.3539 | 56.1843 | 57.027 | 57.8824 | 58.7507 | 59.6319 | 60.5264 | 61.4343 | 0 | 0 | 0 | 0 | 0 | 0 | 0 | 0 | 0 | 0 | 0 | 0 | 2.3767 | 2.4123 | 2.4485 | 2.4852 | 2.5225 | 2.5603 | 2.5987 | 2.6377 | 0 | 0 | 0 | 0 | 0 | 0 | 0 | 0 | 0 | 0 | 0
Residential | Freezer Recycle | 8 | 0 | 1156.935 | 0 | 0.13207 | 0 | 93 | 0 | 3.377 | 276.6773 | 11.8793 | 85.4465 | 0 | 93 | 0 | 0 | 0 | 0 | 0 | 0 | 0 | 0 | 0 | 47.4524 | 48.1642 | 48.8866 | 49.6199 | 50.3642 | 51.1197 | 51.8865 | 52.6648 | 0 | 0 | 0 | 0 | 0 | 0 | 0 | 0 | 0 | 0 | 0 | 0 | 2.0374 | 2.068 | 2.099 | 2.1305 | 2.1624 | 2.1949 | 2.2278 | 2.2612 | 0 | 0 | 0 | 0 | 0 | 0 | 0 | 0 | 0 | 0 | 0
Residential | Air Sealing (Electric Heat) | 15 | 0 | 1407.486 | 0 | 0.59893 | 0 | 272 | 0 | 2.4562 | 529.1392 | 84.688 | 249.9081 | 0 | 272 | 0 | 0 | 0 | 0 | 0 | 0 | 0 | 0 | 0 | 57.7289 | 58.5948 | 59.4737 | 60.3658 | 61.2713 | 62.1904 | 63.1232 | 64.0701 | 65.0312 | 66.0066 | 66.9967 | 68.0017 | 69.0217 | 70.057 | 71.1079 | 72.1745 | 0 | 0 | 0 | 0 | 9.2394 | 9.378 | 9.5187 | 9.6615 | 9.8064 | 9.9535 | 10.1028 | 10.2543 | 10.4081 | 10.5643 | 10.7227 | 10.8836 | 11.0468 | 11.2125 | 11.3807 | 11.5514 | 0 | 0 | 0
Residential | Air Sealing (Gas Heat) | 15 | 0 | 59.8233 | 0 | 0.092307 | 0 | 272 | 0 | 0.14222 | 22.4904 | 13.0522 | 249.9081 | 0 | 272 | 0 | 0 | 0 | 0 | 0 | 0 | 0 | 0 | 0 | 2.4537 | 2.4905 | 2.5279 | 2.5658 | 2.6043 | 2.6433 | 2.683 | 2.7232 | 2.7641 | 2.8055 | 2.8476 | 2.8903 | 2.9337 | 2.9777 | 3.0223 | 3.0677 | 0 | 0 | 0 | 0 | 1.424 | 1.4454 | 1.467 | 1.489 | 1.5114 | 1.534 | 1.5571 | 1.5804 | 1.6041 | 1.6282 | 1.6526 | 1.6774 | 1.7026 | 1.7281 | 1.754 | 1.7803 | 0 | 0 | 0
Residential | Attic Insulation | 20 | 0 | 539.2962 | 0 | 0.22949 | 0 | 575.25 | 0 | 0.47321 | 215.5982 | 34.5062 | 528.5281 | 0 | 575.25 | 0 | 0 | 0 | 0 | 0 | 0 | 0 | 0 | 0 | 22.1196 | 22.4513 | 22.7881 | 23.1299 | 23.4769 | 23.829 | 24.1865 | 24.5493 | 24.9175 | 25.2913 | 25.6706 | 26.0557 | 26.4465 | 26.8432 | 27.2459 | 27.6546 | 28.0694 | 28.4904 | 0 | 0 | 3.5402 | 3.5933 | 3.6472 | 3.7019 | 3.7574 | 3.8138 | 3.871 | 3.9291 | 3.988 | 4.0478 | 4.1086 | 4.1702 | 4.2327 | 4.2962 | 4.3607 | 4.4261 | 4.4925 | 4.5599 | 0
Residential | Wall Insulation | 20 | 0 | 5069.6315 | 0 | 2.1573 | 0 | 1011.7707 | 0 | 2.5292 | 2026.7216 | 324.3739 | 929.5945 | 0 | 1011.7707 | 0 | 0 | 0 | 0 | 0 | 0 | 0 | 0 | 0 | 207.934 | 211.053 | 214.2188 | 217.432 | 220.6935 | 224.0039 | 227.364 | 230.7744 | 234.2361 | 237.7496 | 241.3158 | 244.9356 | 248.6096 | 252.3388 | 256.1238 | 259.9657 | 263.8652 | 267.8232 | 0 | 0 | 33.2795 | 33.7787 | 34.2854 | 34.7997 | 35.3217 | 35.8515 | 36.3893 | 36.9351 | 37.4891 | 38.0515 | 38.6223 | 39.2016 | 39.7896 | 40.3865 | 40.9923 | 41.6071 | 42.2312 | 42.8647 | 0
Residential | Faucet Aerator - Kitchen | 9 | 0 | 266.5067 | 0 | 0.029762 | 0 | 8 | 0 | 9.8497 | 69.4792 | 2.9183 | 7.3502 | 0 | 8 | 0 | 0 | 0 | 0 | 0 | 0 | 0 | 0 | 0 | 10.9309 | 11.0949 | 11.2613 | 11.4302 | 11.6017 | 11.7757 | 11.9524 | 12.1316 | 12.3136 | 0 | 0 | 0 | 0 | 0 | 0 | 0 | 0 | 0 | 0 | 0 | 0.45913 | 0.46602 | 0.47301 | 0.4801 | 0.4873 | 0.49461 | 0.50203 | 0.50956 | 0.51721 | 0 | 0 | 0 | 0 | 0 | 0 | 0 | 0 | 0 | 0
Residential | Faucet Aerator - Bathroom | 9 | 0 | 113.0064 | 0 | 0.01262 | 0 | 8 | 0 | 4.1765 | 29.4612 | 1.2375 | 7.3502 | 0 | 8 | 0 | 0 | 0 | 0 | 0 | 0 | 0 | 0 | 0 | 4.635 | 4.7045 | 4.7751 | 4.8467 | 4.9194 | 4.9932 | 5.0681 | 5.1442 | 5.2213 | 0 | 0 | 0 | 0 | 0 | 0 | 0 | 0 | 0 | 0 | 0 | 0.19468 | 0.1976 | 0.20057 | 0.20358 | 0.20663 | 0.20973 | 0.21288 | 0.21607 | 0.21931 | 0 | 0 | 0 | 0 | 0 | 0 | 0 | 0 | 0 | 0
Residential | Low Flow Showerhead | 10 | 0 | 142.1774 | 0 | 0.010401 | 0 | 12 | 0 | 3.9692 | 42.5897 | 1.1719 | 11.0254 | 0 | 12 | 0 | 0 | 0 | 0 | 0 | 0 | 0 | 0 | 0 | 5.8315 | 5.919 | 6.0077 | 6.0979 | 6.1893 | 6.2822 | 6.3764 | 6.472 | 6.5691 | 6.6677 | 6.7677 | 0 | 0 | 0 | 0 | 0 | 0 | 0 | 0 | 0 | 0.16046 | 0.16287 | 0.16531 | 0.16779 | 0.1703 | 0.17286 | 0.17545 | 0.17808 | 0.18076 | 0.18347 | 0.18622 | 0 | 0 | 0 | 0 | 0 | 0 | 0 | 0
Residential | Water Heater Tank Wrap | 5 | 0 | 149.721 | 0 | 0.017171 | 0 | 10 | 0 | 2.7991 | 24.6538 | 1.0634 | 9.1878 | 0 | 10 | 0 | 0 | 0 | 0 | 0 | 0 | 0 | 0 | 0 | 6.1409 | 6.233 | 6.3265 | 6.4214 | 6.5177 | 0 | 0 | 0 | 0 | 0 | 0 | 0 | 0 | 0 | 0 | 0 | 0 | 0 | 0 | 0 | 0.26489 | 0.26886 | 0.27289 | 0.27699 | 0.28114 | 0 | 0 | 0 | 0 | 0 | 0 | 0 | 0 | 0 | 0 | 0 | 0 | 0 | 0
Residential | Hot Water Pipe Insulation | 15 | 0 | 141.8889 | 0 | 0.016197 | 0 | 15 | 0 | 4.0367 | 53.3426 | 2.2903 | 13.7817 | 0 | 15 | 0 | 0 | 0 | 0 | 0 | 0 | 0 | 0 | 0 | 5.8197 | 5.907 | 5.9956 | 6.0855 | 6.1768 | 6.2694 | 6.3635 | 6.4589 | 6.5558 | 6.6541 | 6.754 | 6.8553 | 6.9581 | 7.0625 | 7.1684 | 7.2759 | 0 | 0 | 0 | 0 | 0.24987 | 0.25362 | 0.25742 | 0.26128 | 0.2652 | 0.26918 | 0.27322 | 0.27732 | 0.28148 | 0.2857 | 0.28999 | 0.29434 | 0.29875 | 0.30323 | 0.30778 | 0.3124 | 0 | 0 | 0
Residential | CAC/ASHP Tune-Up | 2 | 0 | 111.7568 | 0 | 0.073745 | 0 | 175 | 0 | 0.063183 | 8.1389 | 2.02 | 160.7865 | 0 | 175 | 0 | 0 | 0 | 0 | 0 | 0 | 0 | 0 | 0 | 4.5838 | 4.6525 | 0 | 0 | 0 | 0 | 0 | 0 | 0 | 0 | 0 | 0 | 0 | 0 | 0 | 0 | 0 | 0 | 0 | 0 | 1.1376 | 1.1547 | 0 | 0 | 0 | 0 | 0 | 0 | 0 | 0 | 0 | 0 | 0 | 0 | 0 | 0 | 0 | 0 | 0
Residential | CAC SEER 14.5 | 18 | 0 | 177.8622 | 0 | 0.25699 | 0 | 178 | 0 | 0.67106 | 71.1052 | 38.6418 | 163.5428 | 0 | 178 | 0 | 0 | 0 | 0 | 0 | 0 | 0 | 0 | 0 | 7.2951 | 7.4046 | 7.5156 | 7.6284 | 7.7428 | 7.8589 | 7.9768 | 8.0965 | 8.2179 | 8.3412 | 8.4663 | 8.5933 | 8.7222 | 8.853 | 8.9858 | 9.1206 | 9.2574 | 9.3963 | 0 | 0 | 3.9645 | 4.024 | 4.0843 | 4.1456 | 4.2078 | 4.2709 | 4.335 | 4.4 | 4.466 | 4.533 | 4.601 | 4.67 | 4.74 | 4.8111 | 4.8833 | 4.9566 | 5.0309 | 5.1064 | 0
Residential | CAC SEER 15 | 18 | 0 | 229.2447 | 0 | 0.417 | 0 | 238 | 0 | 0.70585 | 91.6467 | 62.7018 | 218.6696 | 0 | 238 | 0 | 0 | 0 | 0 | 0 | 0 | 0 | 0 | 0 | 9.4026 | 9.5436 | 9.6868 | 9.8321 | 9.9796 | 10.1293 | 10.2812 | 10.4354 | 10.592 | 10.7508 | 10.9121 | 11.0758 | 11.2419 | 11.4106 | 11.5817 | 11.7554 | 11.9318 | 12.1107 | 0 | 0 | 6.433 | 6.5295 | 6.6274 | 6.7268 | 6.8277 | 6.9301 | 7.0341 | 7.1396 | 7.2467 | 7.3554 | 7.4657 | 7.5777 | 7.6914 | 7.8067 | 7.9238 | 8.0427 | 8.1633 | 8.2858 | 0
Residential | CAC SEER 16 | 18 | 0 | 322.3753 | 0 | 0.47444 | 0 | 257 | 0 | 0.84792 | 128.8782 | 71.3387 | 236.1264 | 0 | 257 | 0 | 0 | 0 | 0 | 0 | 0 | 0 | 0 | 0 | 13.2224 | 13.4208 | 13.6221 | 13.8264 | 14.0338 | 14.2443 | 14.458 | 14.6748 | 14.895 | 15.1184 | 15.3452 | 15.5753 | 15.809 | 16.0461 | 16.2868 | 16.5311 | 16.7791 | 17.0307 | 0 | 0 | 7.3191 | 7.4289 | 7.5403 | 7.6534 | 7.7682 | 7.8847 | 8.003 | 8.123 | 8.2449 | 8.3686 | 8.4941 | 8.6215 | 8.7508 | 8.8821 | 9.0153 | 9.1506 | 9.2878 | 9.4271 | 0
Residential | Early Retirement CAC SEER 14.5 | 18 | 8 | 177.8622 | 693.6628 | 0.25699 | 0.86036 | 1444 | 1266 | 0.42023 | 194.4573 | 92.9131 | 683.8447 | 0 | 1444 | 0 | 0 | 0 | 0 | 0 | 0 | -1266 | 0 | 0 | 28.451 | 28.8778 | 29.3109 | 29.7506 | 30.1968 | 30.6498 | 31.1095 | 31.5762 | 8.2179 | 8.3412 | 8.4663 | 8.5933 | 8.7222 | 8.853 | 8.9858 | 9.1206 | 9.2574 | 9.3963 | 0 | 0 | 13.2725 | 13.4716 | 13.6736 | 13.8787 | 14.0869 | 14.2982 | 14.5127 | 14.7304 | 4.466 | 4.533 | 4.601 | 4.67 | 4.74 | 4.8111 | 4.8833 | 4.9566 | 5.0309 | 5.1064 | 0
Residential | Early Retirement CAC SEER 15 | 18 | 8 | 229.2447 | 745.0452 | 0.417 | 1.0204 | 1504 | 1266 | 0.44924 | 214.9988 | 116.9731 | 738.9715 | 0 | 1504 | 0 | 0 | 0 | 0 | 0 | 0 | -1266 | 0 | 0 | 30.5585 | 31.0168 | 31.4821 | 31.9543 | 32.4336 | 32.9202 | 33.414 | 33.9152 | 10.592 | 10.7508 | 10.9121 | 11.0758 | 11.2419 | 11.4106 | 11.5817 | 11.7554 | 11.9318 | 12.1107 | 0 | 0 | 15.7409 | 15.977 | 16.2167 | 16.46 | 16.7069 | 16.9575 | 17.2118 | 17.47 | 7.2467 | 7.3554 | 7.4657 | 7.5777 | 7.6914 | 7.8067 | 7.9238 | 8.0427 | 8.1633 | 8.2858 | 0
Residential | Early Retirement CAC SEER 16 | 18 | 8 | 322.3753 | 838.1758 | 0.47444 | 1.0778 | 1523 | 1266 | 0.49951 | 252.2303 | 125.6101 | 756.4284 | 0 | 1523 | 0 | 0 | 0 | 0 | 0 | 0 | -1266 | 0 | 0 | 34.3783 | 34.894 | 35.4174 | 35.9486 | 36.4879 | 37.0352 | 37.5907 | 38.1546 | 14.895 | 15.1184 | 15.3452 | 15.5753 | 15.809 | 16.0461 | 16.2868 | 16.5311 | 16.7791 | 17.0307 | 0 | 0 | 16.6271 | 16.8765 | 17.1296 | 17.3865 | 17.6473 | 17.9121 | 18.1807 | 18.4534 | 8.2449 | 8.3686 | 8.4941 | 8.6215 | 8.7508 | 8.8821 | 9.0153 | 9.1506 | 9.2878 | 9.4271 | 0
Residential | Programmable Tstat CAC | 10 | 0 | 134.1081 | 0 | 0.24002 | 0 | 30 | 0 | 2.4386 | 40.1726 | 27.0423 | 27.5634 | 0 | 30 | 0 | 0 | 0 | 0 | 0 | 0 | 0 | 0 | 0 | 5.5005 | 5.583 | 5.6668 | 5.7518 | 5.8381 | 5.9256 | 6.0145 | 6.1047 | 6.1963 | 6.2892 | 6.3836 | 0 | 0 | 0 | 0 | 0 | 0 | 0 | 0 | 0 | 3.7027 | 3.7582 | 3.8146 | 3.8718 | 3.9299 | 3.9889 | 4.0487 | 4.1094 | 4.1711 | 4.2336 | 4.2971 | 0 | 0 | 0 | 0 | 0 | 0 | 0 | 0
Residential | Heat Pump SEER 15 | 18 | 0 | 501.3088 | 0 | 0.51608 | 0 | 293.8082 | 0 | 1.0299 | 200.4117 | 77.5985 | 269.9451 | 0 | 293.8082 | 0 | 0 | 0 | 0 | 0 | 0 | 0 | 0 | 0 | 20.5615 | 20.8699 | 21.1829 | 21.5007 | 21.8232 | 22.1505 | 22.4828 | 22.8201 | 23.1624 | 23.5098 | 23.8624 | 24.2204 | 24.5837 | 24.9524 | 25.3267 | 25.7066 | 26.0922 | 26.4836 | 0 | 0 | 7.9613 | 8.0807 | 8.2019 | 8.325 | 8.4499 | 8.5766 | 8.7052 | 8.8358 | 8.9684 | 9.1029 | 9.2394 | 9.378 | 9.5187 | 9.6615 | 9.8064 | 9.9535 | 10.1028 | 10.2543 | 0
Residential | Heat Pump SEER 16 | 18 | 0 | 594.4394 | 0 | 0.51608 | 0 | 587.6165 | 0 | 0.5839 | 237.6431 | 77.5985 | 539.8902 | 0 | 587.6165 | 0 | 0 | 0 | 0 | 0 | 0 | 0 | 0 | 0 | 24.3813 | 24.747 | 25.1182 | 25.495 | 25.8774 | 26.2656 | 26.6596 | 27.0594 | 27.4653 | 27.8773 | 28.2955 | 28.7199 | 29.1507 | 29.588 | 30.0318 | 30.4823 | 30.9395 | 31.4036 | 0 | 0 | 7.9613 | 8.0807 | 8.2019 | 8.325 | 8.4499 | 8.5766 | 8.7052 | 8.8358 | 8.9684 | 9.1029 | 9.2394 | 9.378 | 9.5187 | 9.6615 | 9.8064 | 9.9535 | 10.1028 | 10.2543 | 0
Residential | Early Retirement Heat Pump SEER 15 | 18 | 8 | 501.3088 | 3443.349 | 0.51608 | 1.9712 | 2480.1501 | 2186.3419 | 0.95206 | 903.9912 | 208.4795 | 1168.49 | 0 | 2480.1501 | 0 | 0 | 0 | 0 | 0 | 0 | -2186.3419 | 0 | 0 | 141.231 | 143.3495 | 145.4997 | 147.6822 | 149.8974 | 152.1459 | 154.4281 | 156.7445 | 23.1624 | 23.5098 | 23.8624 | 24.2204 | 24.5837 | 24.9524 | 25.3267 | 25.7066 | 26.0922 | 26.4836 | 0 | 0 | 30.4085 | 30.8646 | 31.3276 | 31.7975 | 32.2744 | 32.7585 | 33.2499 | 33.7487 | 8.9684 | 9.1029 | 9.2394 | 9.378 | 9.5187 | 9.6615 | 9.8064 | 9.9535 | 10.1028 | 10.2543 | 0
Residential | Early Retirement Heat Pump SEER 16 | 18 | 8 | 594.4394 | 3536.4796 | 0.51608 | 1.9712 | 2773.9584 | 2186.3419 | 0.79927 | 941.2227 | 208.4795 | 1438.4351 | 0 | 2773.9584 | 0 | 0 | 0 | 0 | 0 | 0 | -2186.3419 | 0 | 0 | 145.0508 | 147.2266 | 149.435 | 151.6765 | 153.9516 | 156.2609 | 158.6048 | 160.9839 | 27.4653 | 27.8773 | 28.2955 | 28.7199 | 29.1507 | 29.588 | 30.0318 | 30.4823 | 30.9395 | 31.4036 | 0 | 0 | 30.4085 | 30.8646 | 31.3276 | 31.7975 | 32.2744 | 32.7585 | 33.2499 | 33.7487 | 8.9684 | 9.1029 | 9.2394 | 9.378 | 9.5187 | 9.6615 | 9.8064 | 9.9535 | 10.1028 | 10.2543 | 0
Residential | Programmable Tstat | 10 | 0 | 868.0468 | 0 | 0.24424 | 0 | 30 | 0 | 10.4321 | 260.0264 | 27.5182 | 27.5634 | 0 | 30 | 0 | 0 | 0 | 0 | 0 | 0 | 0 | 0 | 0 | 35.6035 | 36.1375 | 36.6796 | 37.2298 | 37.7882 | 38.355 | 38.9304 | 39.5143 | 40.107 | 40.7086 | 41.3193 | 0 | 0 | 0 | 0 | 0 | 0 | 0 | 0 | 0 | 3.7679 | 3.8244 | 3.8817 | 3.94 | 3.9991 | 4.0591 | 4.1199 | 4.1817 | 4.2445 | 4.3081 | 4.3728 | 0 | 0 | 0 | 0 | 0 | 0 | 0 | 0
Residential | Heat Pump SEER 15 Replace Electric Furnace | 18 | 0 | 16339.9381 | 0 | 5.8411 | 0 | 4554 | 0 | 1.7711 | 6532.3298 | 878.2893 | 4184.1235 | 0 | 4554 | 0 | 0 | 0 | 0 | 0 | 0 | 0 | 0 | 0 | 670.1923 | 680.2452 | 690.4488 | 700.8056 | 711.3177 | 721.9874 | 732.8172 | 743.8095 | 754.9666 | 766.2911 | 777.7855 | 789.4523 | 801.2941 | 813.3135 | 825.5132 | 837.8959 | 850.4643 | 863.2213 | 0 | 0 | 90.1092 | 91.4608 | 92.8327 | 94.2252 | 95.6386 | 97.0731 | 98.5292 | 100.0072 | 101.5073 | 103.0299 | 104.5754 | 106.144 | 107.7361 | 109.3522 | 110.9925 | 112.6574 | 114.3472 | 116.0624 | 0
Residential | ECM Blower Motor | 20 | 0 | 753.84 | 0 | 0.068788 | 0 | 250 | 0 | 1.3571 | 301.3678 | 10.3431 | 229.695 | 0 | 250 | 0 | 0 | 0 | 0 | 0 | 0 | 0 | 0 | 0 | 30.9192 | 31.383 | 31.8537 | 32.3315 | 32.8165 | 33.3088 | 33.8084 | 34.3155 | 34.8302 | 35.3527 | 35.883 | 36.4212 | 36.9676 | 37.5221 | 38.0849 | 38.6562 | 39.236 | 39.8246 | 0 | 0 | 1.0612 | 1.0771 | 1.0932 | 1.1096 | 1.1263 | 1.1432 | 1.1603 | 1.1777 | 1.1954 | 1.2133 | 1.2315 | 1.25 | 1.2687 | 1.2878 | 1.3071 | 1.3267 | 1.3466 | 1.3668 | 0
Residential | Ductless Mini-Split HP SEER ≥19 | 18 | 0 | 1873.2576 | 0 | 0.87767 | 0 | 716 | 0 | 1.339 | 748.8851 | 131.9687 | 657.8464 | 0 | 716 | 0 | 0 | 0 | 0 | 0 | 0 | 0 | 0 | 0 | 76.8328 | 77.9853 | 79.155 | 80.3424 | 81.5475 | 82.7707 | 84.0123 | 85.2725 | 86.5516 | 87.8498 | 89.1676 | 90.5051 | 91.8627 | 93.2406 | 94.6392 | 96.0588 | 97.4997 | 98.9622 | 0 | 0 | 13.5395 | 13.7426 | 13.9487 | 14.158 | 14.3703 | 14.5859 | 14.8047 | 15.0267 | 15.2521 | 15.4809 | 15.7131 | 15.9488 | 16.1881 | 16.4309 | 16.6773 | 16.9275 | 17.1814 | 17.4391 | 0
Residential | Ductless Mini-Split AC SEER ≥19 | 18 | 0 | 374.086 | 0 | 0.70214 | 0 | 300 | 0 | 0.9256 | 149.5509 | 105.575 | 275.634 | 0 | 300 | 0 | 0 | 0 | 0 | 0 | 0 | 0 | 0 | 0 | 15.3434 | 15.5735 | 15.8071 | 16.0442 | 16.2849 | 16.5292 | 16.7771 | 17.0288 | 17.2842 | 17.5434 | 17.8066 | 18.0737 | 18.3448 | 18.62 | 18.8993 | 19.1828 | 19.4705 | 19.7626 | 0 | 0 | 10.8316 | 10.9941 | 11.159 | 11.3264 | 11.4963 | 11.6687 | 11.8437 | 12.0214 | 12.2017 | 12.3847 | 12.5705 | 12.7591 | 12.9504 | 13.1447 | 13.3419 | 13.542 | 13.7451 | 13.9513 | 0
Residential | Geothermal EER ≥21 | 25 | 0 | 5167.2257 | 0 | 0.7981 | 0 | 2313.6581 | 0 | 1.0282 | 2065.7375 | 120.004 | 2125.7425 | 0 | 2313.6581 | 0 | 0 | 0 | 0 | 0 | 0 | 0 | 0 | 0 | 211.9368 | 215.1159 | 218.3426 | 221.6178 | 224.942 | 228.3162 | 231.7409 | 235.217 | 238.7453 | 242.3265 | 245.9614 | 249.6508 | 253.3955 | 257.1965 | 261.0544 | 264.9702 | 268.9448 | 272.979 | 0 | 0 | 12.312 | 12.4966 | 12.6841 | 12.8743 | 13.0675 | 13.2635 | 13.4624 | 13.6644 | 13.8693 | 14.0774 | 14.2885 | 14.5029 | 14.7204 | 14.9412 | 15.1653 | 15.3928 | 15.6237 | 15.858 | 0
Residential | Early Retirement Geothermal EER ≥21 | 25 | 8 | 5167.2257 | 11697.8166 | 0.7981 | 1.6818 | 4500 | 2186.3419 | 1.2654 | 3627.5075 | 199.4891 | 3024.2874 | 0 | 4500 | 0 | 0 | 0 | 0 | 0 | 0 | -2186.3419 | 0 | 0 | 479.7929 | 486.9898 | 494.2947 | 501.7091 | 509.2347 | 516.8732 | 524.6263 | 532.4957 | 238.7453 | 242.3265 | 245.9614 | 249.6508 | 253.3955 | 257.1965 | 261.0544 | 264.9702 | 268.9448 | 272.979 | 0 | 0 | 25.9443 | 26.3334 | 26.7285 | 27.1294 | 27.5363 | 27.9494 | 28.3686 | 28.7941 | 13.8693 | 14.0774 | 14.2885 | 14.5029 | 14.7204 | 14.9412 | 15.1653 | 15.3928 | 15.6237 | 15.858 | 0
Residential | Heat Pump Water Heater | 15 | 0 | 1815.1934 | 0 | 0.085994 | 0 | 700 | 0 | 1.08 | 682.4153 | 12.1595 | 643.1459 | 0 | 700 | 0 | 0 | 0 | 0 | 0 | 0 | 0 | 0 | 0 | 74.4512 | 75.568 | 76.7015 | 77.852 | 79.0198 | 80.2051 | 81.4082 | 82.6293 | 83.8688 | 85.1268 | 86.4037 | 87.6998 | 89.0153 | 90.3505 | 91.7057 | 93.0813 | 0 | 0 | 0 | 0 | 1.3266 | 1.3465 | 1.3667 | 1.3872 | 1.408 | 1.4291 | 1.4506 | 1.4723 | 1.4944 | 1.5168 | 1.5396 | 1.5627 | 1.5861 | 1.6099 | 1.634 | 1.6586 | 0 | 0 | 0
Residential | Electric Storage Water Heater EF 0.95 | 15 | 0 | 131.7222 | 0 | 0.015037 | 0 | 51.06 | 0 | 1.1009 | 49.5205 | 2.1262 | 46.9129 | 0 | 51.06 | 0 | 0 | 0 | 0 | 0 | 0 | 0 | 0 | 0 | 5.4027 | 5.4837 | 5.566 | 5.6494 | 5.7342 | 5.8202 | 5.9075 | 5.9961 | 6.0861 | 6.1774 | 6.27 | 6.3641 | 6.4595 | 6.5564 | 6.6548 | 6.7546 | 0 | 0 | 0 | 0 | 0.23197 | 0.23545 | 0.23898 | 0.24256 | 0.2462 | 0.24989 | 0.25364 | 0.25745 | 0.26131 | 0.26523 | 0.26921 | 0.27325 | 0.27734 | 0.2815 | 0.28573 | 0.29001 | 0 | 0 | 0
Residential | Electric Storage Water Heater EF >0.95 | 15 | 0 | 232.8681 | 0 | 0.026583 | 0 | 51.06 | 0 | 1.9463 | 87.5459 | 3.7588 | 46.9129 | 0 | 51.06 | 0 | 0 | 0 | 0 | 0 | 0 | 0 | 0 | 0 | 9.5512 | 9.6945 | 9.8399 | 9.9875 | 10.1373 | 10.2894 | 10.4437 | 10.6004 | 10.7594 | 10.9208 | 11.0846 | 11.2509 | 11.4196 | 11.5909 | 11.7648 | 11.9412 | 0 | 0 | 0 | 0 | 0.41009 | 0.41624 | 0.42248 | 0.42882 | 0.43525 | 0.44178 | 0.44841 | 0.45513 | 0.46196 | 0.46889 | 0.47592 | 0.48306 | 0.49031 | 0.49766 | 0.50513 | 0.51271 | 0 | 0 | 0
Residential | Water Heater Temperature Setback | 2 | 0 | 52.8086 | 0 | 0.0060243 | 0 | 5 | 0 | 0.8731 | 3.8459 | 0.16501 | 4.5939 | 0 | 5 | 0 | 0 | 0 | 0 | 0 | 0 | 0 | 0 | 0 | 2.166 | 2.1985 | 0 | 0 | 0 | 0 | 0 | 0 | 0 | 0 | 0 | 0 | 0 | 0 | 0 | 0 | 0 | 0 | 0 | 0 | 0.092934 | 0.094328 | 0 | 0 | 0 | 0 | 0 | 0 | 0 | 0 | 0 | 0 | 0 | 0 | 0 | 0 | 0 | 0 | 0
Residential | School-Based Education | 5 | 0 | 415.6566 | 0 | 0.04189 | 0 | 60 | 0 | 1.2886 | 68.444 | 2.5943 | 55.1268 | 0 | 60 | 0 | 0 | 0 | 0 | 0 | 0 | 0 | 0 | 0 | 17.0484 | 17.3041 | 17.5637 | 17.8271 | 18.0946 | 0 | 0 | 0 | 0 | 0 | 0 | 0 | 0 | 0 | 0 | 0 | 0 | 0 | 0 | 0 | 0.64621 | 0.65591 | 0.66575 | 0.67573 | 0.68587 | 0 | 0 | 0 | 0 | 0 | 0 | 0 | 0 | 0 | 0 | 0 | 0 | 0 | 0
Residential | Window Film | 10 | 0 | 816.66 | 0 | 0.57376 | 0 | 664 | 0 | 0.50695 | 244.6333 | 64.6433 | 610.0698 | 0 | 664 | 0 | 0 | 0 | 0 | 0 | 0 | 0 | 0 | 0 | 33.4958 | 33.9982 | 34.5082 | 35.0258 | 35.5512 | 36.0845 | 36.6258 | 37.1751 | 37.7328 | 38.2988 | 38.8732 | 0 | 0 | 0 | 0 | 0 | 0 | 0 | 0 | 0 | 8.8511 | 8.9839 | 9.1186 | 9.2554 | 9.3943 | 9.5352 | 9.6782 | 9.8234 | 9.9707 | 10.1203 | 10.2721 | 0 | 0 | 0 | 0 | 0 | 0 | 0 | 0
C&I | High Bay Fluorescent Fixture w/ HE Electronic Ballast (T5 4-6 lamp) | 15 | 0 | 1070.0245 | 0 | 0.23768 | 0 | 17.88 | 0 | 26.5331 | 402.2718 | 33.6078 | 16.4278 | 0 | 17.88 | 0 | 0 | 0 | 0 | 0 | 0 | 0 | 0 | 0 | 43.8877 | 44.546 | 45.2142 | 45.8924 | 46.5808 | 47.2795 | 47.9887 | 48.7085 | 49.4392 | 50.1807 | 50.9335 | 51.6975 | 52.4729 | 53.26 | 54.0589 | 54.8698 | 0 | 0 | 0 | 0 | 3.6666 | 3.7216 | 3.7774 | 3.8341 | 3.8916 | 3.95 | 4.0092 | 4.0694 | 4.1304 | 4.1923 | 4.2552 | 4.3191 | 4.3838 | 4.4496 | 4.5163 | 4.5841 | 0 | 0 | 0
C&I | High Bay Fluorescent Fixture w/ HE Electronic Ballast (T5 8-lamp) | 15 | 0 | 2538.816 | 0 | 0.56394 | 0 | 101.81 | 0 | 11.0561 | 954.4586 | 79.7402 | 93.541 | 0 | 101.81 | 0 | 0 | 0 | 0 | 0 | 0 | 0 | 0 | 0 | 104.131 | 105.693 | 107.2784 | 108.8876 | 110.5209 | 112.1787 | 113.8614 | 115.5693 | 117.3029 | 119.0624 | 120.8483 | 122.6611 | 124.501 | 126.3685 | 128.264 | 130.188 | 0 | 0 | 0 | 0 | 8.6996 | 8.8301 | 8.9626 | 9.097 | 9.2335 | 9.372 | 9.5125 | 9.6552 | 9.8001 | 9.9471 | 10.0963 | 10.2477 | 10.4014 | 10.5574 | 10.7158 | 10.8765 | 0 | 0 | 0
C&I | High Bay Fluorescent Fixture w/ HE Electronic Ballast (T5 10-lamp) | 15 | 0 | 3289.827 | 0 | 0.73075 | 0 | 137.31 | 0 | 10.6226 | 1236.7985 | 103.3282 | 126.1577 | 0 | 137.31 | 0 | 0 | 0 | 0 | 0 | 0 | 0 | 0 | 0 | 134.9342 | 136.9582 | 139.0126 | 141.0978 | 143.2143 | 145.3625 | 147.5429 | 149.756 | 152.0024 | 154.2824 | 156.5967 | 158.9456 | 161.3298 | 163.7497 | 166.206 | 168.6991 | 0 | 0 | 0 | 0 | 11.2731 | 11.4422 | 11.6138 | 11.788 | 11.9648 | 12.1443 | 12.3265 | 12.5114 | 12.699 | 12.8895 | 13.0829 | 13.2791 | 13.4783 | 13.6805 | 13.8857 | 14.094 | 0 | 0 | 0
C&I | High Bay Fluorescent Fixture w/ HE Electronic Ballast (T8 6-8 lamp) | 15 | 0 | 1907.7009 | 0 | 0.42375 | 0 | 85 | 0 | 9.9507 | 717.1932 | 59.9178 | 78.0963 | 0 | 85 | 0 | 0 | 0 | 0 | 0 | 0 | 0 | 0 | 0 | 78.2455 | 79.4192 | 80.6105 | 81.8196 | 83.0469 | 84.2926 | 85.557 | 86.8404 | 88.143 | 89.4651 | 90.8071 | 92.1692 | 93.5517 | 94.955 | 96.3793 | 97.825 | 0 | 0 | 0 | 0 | 6.537 | 6.6351 | 6.7346 | 6.8356 | 6.9381 | 7.0422 | 7.1479 | 7.2551 | 7.3639 | 7.4744 | 7.5865 | 7.7003 | 7.8158 | 7.933 | 8.052 | 8.1728 | 0 | 0 | 0
C&I | High Bay Fluorescent Fixture w/ HE Electronic Ballast (T8 12-16 lamp) | 15 | 0 | 3029.0335 | 0 | 0.67282 | 0 | 127.5 | 0 | 10.5331 | 1138.7541 | 95.1371 | 117.1444 | 0 | 127.5 | 0 | 0 | 0 | 0 | 0 | 0 | 0 | 0 | 0 | 124.2376 | 126.1012 | 127.9927 | 129.9126 | 131.8613 | 133.8392 | 135.8468 | 137.8845 | 139.9527 | 142.052 | 144.1828 | 146.3456 | 148.5407 | 150.7689 | 153.0304 | 155.3258 | 0 | 0 | 0 | 0 | 10.3794 | 10.5351 | 10.6931 | 10.8535 | 11.0163 | 11.1816 | 11.3493 | 11.5195 | 11.6923 | 11.8677 | 12.0457 | 12.2264 | 12.4098 | 12.596 | 12.7849 | 12.9767 | 0 | 0 | 0
C&I | CFL Lamp (≤18W) | 2 | 0 | 293.2931 | 0 | 0.065148 | 0 | 74.35 | 0 | 0.33881 | 21.3597 | 1.7845 | 68.3113 | 0 | 74.35 | 0 | 0 | 0 | 0 | 0 | 0 | 0 | 0 | 0 | 12.0296 | 12.21 | 0 | 0 | 0 | 0 | 0 | 0 | 0 | 0 | 0 | 0 | 0 | 0 | 0 | 0 | 0 | 0 | 0 | 0 | 1.005 | 1.0201 | 0 | 0 | 0 | 0 | 0 | 0 | 0 | 0 | 0 | 0 | 0 | 0 | 0 | 0 | 0 | 0 | 0
C&I | CFL Lamp (18-32W) | 2 | 0 | 322.6689 | 0 | 0.071673 | 0 | 74.35 | 0 | 0.37274 | 23.4991 | 1.9632 | 68.3113 | 0 | 74.35 | 0 | 0 | 0 | 0 | 0 | 0 | 0 | 0 | 0 | 13.2345 | 13.433 | 0 | 0 | 0 | 0 | 0 | 0 | 0 | 0 | 0 | 0 | 0 | 0 | 0 | 0 | 0 | 0 | 0 | 0 | 1.1057 | 1.1223 | 0 | 0 | 0 | 0 | 0 | 0 | 0 | 0 | 0 | 0 | 0 | 0 | 0 | 0 | 0 | 0 | 0
C&I | CFL Lamp (≥33W) | 2 | 0 | 631.2746 | 0 | 0.14022 | 0 | 108.23 | 0 | 0.50096 | 45.974 | 3.8409 | 99.4395 | 0 | 108.23 | 0 | 0 | 0 | 0 | 0 | 0 | 0 | 0 | 0 | 25.8921 | 26.2805 | 0 | 0 | 0 | 0 | 0 | 0 | 0 | 0 | 0 | 0 | 0 | 0 | 0 | 0 | 0 | 0 | 0 | 0 | 2.1632 | 2.1956 | 0 | 0 | 0 | 0 | 0 | 0 | 0 | 0 | 0 | 0 | 0 | 0 | 0 | 0 | 0 | 0 | 0
C&I | Low-Wattage T8 | 8 | 0 | 39.8767 | 0 | 0.0088576 | 0 | 2 | 0 | 5.6233 | 9.5364 | 0.79672 | 1.8376 | 0 | 2 | 0 | 0 | 0 | 0 | 0 | 0 | 0 | 0 | 0 | 1.6356 | 1.6601 | 1.685 | 1.7103 | 1.7359 | 1.762 | 1.7884 | 1.8152 | 0 | 0 | 0 | 0 | 0 | 0 | 0 | 0 | 0 | 0 | 0 | 0 | 0.13664 | 0.13869 | 0.14077 | 0.14288 | 0.14503 | 0.1472 | 0.14941 | 0.15165 | 0 | 0 | 0 | 0 | 0 | 0 | 0 | 0 | 0 | 0 | 0
C&I | Ceramic Metal Halide Fixture (≤150W) | 13 | 0 | 372.1825 | 0 | 0.082671 | 0 | 72 | 0 | 2.1248 | 129.7222 | 10.8376 | 66.1521 | 0 | 72 | 0 | 0 | 0 | 0 | 0 | 0 | 0 | 0 | 0 | 15.2653 | 15.4943 | 15.7267 | 15.9626 | 16.202 | 16.445 | 16.6917 | 16.9421 | 17.1962 | 17.4542 | 17.716 | 17.9817 | 18.2515 | 18.5252 | 0 | 0 | 0 | 0 | 0 | 0 | 1.2753 | 1.2945 | 1.3139 | 1.3336 | 1.3536 | 1.3739 | 1.3945 | 1.4154 | 1.4367 | 1.4582 | 1.4801 | 1.5023 | 1.5248 | 1.5477 | 0 | 0 | 0 | 0 | 0
C&I | Ceramic Metal Halide Fixture (150-250W) | 13 | 0 | 704.4882 | 0 | 0.15648 | 0 | 142.12 | 0 | 2.0376 | 245.5455 | 20.5141 | 130.577 | 0 | 142.12 | 0 | 0 | 0 | 0 | 0 | 0 | 0 | 0 | 0 | 28.895 | 29.3284 | 29.7684 | 30.2149 | 30.6681 | 31.1281 | 31.595 | 32.069 | 32.55 | 33.0383 | 33.5338 | 34.0368 | 34.5474 | 35.0656 | 0 | 0 | 0 | 0 | 0 | 0 | 2.414 | 2.4502 | 2.487 | 2.5243 | 2.5622 | 2.6006 | 2.6396 | 2.6792 | 2.7194 | 2.7602 | 2.8016 | 2.8436 | 2.8863 | 2.9296 | 0 | 0 | 0 | 0 | 0
C&I | Ceramic Metal Halide Fixture (≥250W) | 13 | 0 | 711.1343 | 0 | 0.15796 | 0 | 117 | 0 | 2.4984 | 247.862 | 20.7076 | 107.4972 | 0 | 117 | 0 | 0 | 0 | 0 | 0 | 0 | 0 | 0 | 0 | 29.1676 | 29.6051 | 30.0492 | 30.4999 | 30.9574 | 31.4218 | 31.8931 | 32.3715 | 32.8571 | 33.3499 | 33.8502 | 34.3579 | 34.8733 | 35.3964 | 0 | 0 | 0 | 0 | 0 | 0 | 2.4368 | 2.4734 | 2.5105 | 2.5481 | 2.5863 | 2.6251 | 2.6645 | 2.7045 | 2.745 | 2.7862 | 2.828 | 2.8704 | 2.9135 | 2.9572 | 0 | 0 | 0 | 0 | 0
C&I | Pulse Start Metal Halide Fixture (≤175W) | 15 | 0 | 139.5684 | 0 | 0.031002 | 0 | 69.18 | 0 | 0.89447 | 52.4702 | 4.3836 | 63.5612 | 0 | 69.18 | 0 | 0 | 0 | 0 | 0 | 0 | 0 | 0 | 0 | 5.7245 | 5.8103 | 5.8975 | 5.986 | 6.0758 | 6.1669 | 6.2594 | 6.3533 | 6.4486 | 6.5453 | 6.6435 | 6.7431 | 6.8443 | 6.947 | 7.0512 | 7.1569 | 0 | 0 | 0 | 0 | 0.47825 | 0.48543 | 0.49271 | 0.5001 | 0.5076 | 0.51521 | 0.52294 | 0.53078 | 0.53875 | 0.54683 | 0.55503 | 0.56336 | 0.57181 | 0.58038 | 0.58909 | 0.59793 | 0 | 0 | 0
C&I | Pulse Start Metal Halide Fixture (175-320W) | 15 | 0 | 418.7053 | 0 | 0.093005 | 0 | 132.12 | 0 | 1.4051 | 157.4107 | 13.1509 | 121.3892 | 0 | 132.12 | 0 | 0 | 0 | 0 | 0 | 0 | 0 | 0 | 0 | 17.1734 | 17.431 | 17.6925 | 17.9579 | 18.2273 | 18.5007 | 18.7782 | 19.0599 | 19.3458 | 19.6359 | 19.9305 | 20.2294 | 20.5329 | 20.8409 | 21.1535 | 21.4708 | 0 | 0 | 0 | 0 | 1.4348 | 1.4563 | 1.4781 | 1.5003 | 1.5228 | 1.5456 | 1.5688 | 1.5924 | 1.6162 | 1.6405 | 1.6651 | 1.6901 | 1.7154 | 1.7411 | 1.7673 | 1.7938 | 0 | 0 | 0
C&I | Pulse Start Metal Halide Fixture (320-750W) | 15 | 0 | 571.5659 | 0 | 0.12696 | 0 | 108 | 0 | 2.3464 | 214.8781 | 17.952 | 99.2282 | 0 | 108 | 0 | 0 | 0 | 0 | 0 | 0 | 0 | 0 | 0 | 23.4431 | 23.7948 | 24.1517 | 24.514 | 24.8817 | 25.2549 | 25.6337 | 26.0182 | 26.4085 | 26.8046 | 27.2067 | 27.6148 | 28.029 | 28.4495 | 28.8762 | 29.3093 | 0 | 0 | 0 | 0 | 1.9586 | 1.9879 | 2.0178 | 2.048 | 2.0787 | 2.1099 | 2.1416 | 2.1737 | 2.2063 | 2.2394 | 2.273 | 2.3071 | 2.3417 | 2.3768 | 2.4125 | 2.4486 | 0 | 0 | 0
C&I | Pulse Start Metal Halide Fixture (≥750W) | 15 | 0 | 1781.1589 | 0 | 0.39564 | 0 | 10 | 0 | 78.9703 | 669.6202 | 55.9434 | 9.1878 | 0 | 10 | 0 | 0 | 0 | 0 | 0 | 0 | 0 | 0 | 0 | 73.0553 | 74.1511 | 75.2634 | 76.3923 | 77.5382 | 78.7013 | 79.8818 | 81.08 | 82.2962 | 83.5307 | 84.7836 | 86.0554 | 87.3462 | 88.6564 | 89.9863 | 91.3361 | 0 | 0 | 0 | 0 | 6.1034 | 6.1949 | 6.2879 | 6.3822 | 6.4779 | 6.5751 | 6.6737 | 6.7738 | 6.8754 | 6.9786 | 7.0832 | 7.1895 | 7.2973 | 7.4068 | 7.5179 | 7.6307 | 0 | 0 | 0
C&I | Energy Star LED Lamp (≤5W) | 8 | 0 | 106.3378 | 0 | 0.02362 | 0 | 31.91 | 0 | 0.93986 | 25.4304 | 2.1246 | 29.3183 | 0 | 31.91 | 0 | 0 | 0 | 0 | 0 | 0 | 0 | 0 | 0 | 4.3615 | 4.4269 | 4.4933 | 4.5607 | 4.6291 | 4.6986 | 4.7691 | 4.8406 | 0 | 0 | 0 | 0 | 0 | 0 | 0 | 0 | 0 | 0 | 0 | 0 | 0.36438 | 0.36985 | 0.3754 | 0.38103 | 0.38674 | 0.39254 | 0.39843 | 0.40441 | 0 | 0 | 0 | 0 | 0 | 0 | 0 | 0 | 0 | 0 | 0
C&I | Energy Star LED Lamp (5-10W) | 8 | 0 | 159.5068 | 0 | 0.03543 | 0 | 37.79 | 0 | 1.1904 | 38.1455 | 3.1869 | 34.7207 | 0 | 37.79 | 0 | 0 | 0 | 0 | 0 | 0 | 0 | 0 | 0 | 6.5423 | 6.6404 | 6.74 | 6.8411 | 6.9437 | 7.0479 | 7.1536 | 7.2609 | 0 | 0 | 0 | 0 | 0 | 0 | 0 | 0 | 0 | 0 | 0 | 0 | 0.54657 | 0.55477 | 0.56309 | 0.57154 | 0.58011 | 0.58881 | 0.59765 | 0.60661 | 0 | 0 | 0 | 0 | 0 | 0 | 0 | 0 | 0 | 0 | 0
C&I | Energy Star LED Lamp (>10W) | 8 | 0 | 252.5524 | 0 | 0.056098 | 0 | 62.96 | 0 | 1.1313 | 60.3971 | 5.0459 | 57.8464 | 0 | 62.96 | 0 | 0 | 0 | 0 | 0 | 0 | 0 | 0 | 0 | 10.3586 | 10.514 | 10.6717 | 10.8317 | 10.9942 | 11.1591 | 11.3265 | 11.4964 | 0 | 0 | 0 | 0 | 0 | 0 | 0 | 0 | 0 | 0 | 0 | 0 | 0.86541 | 0.87839 | 0.89156 | 0.90494 | 0.91851 | 0.93229 | 0.94627 | 0.96047 | 0 | 0 | 0 | 0 | 0 | 0 | 0 | 0 | 0 | 0 | 0
C&I | High Performance T8 (1-2 Lamp) | 15 | 0 | 66.4612 | 0 | 0.014763 | 0 | 15 | 0 | 1.9644 | 24.9858 | 2.0874 | 13.7817 | 0 | 15 | 0 | 0 | 0 | 0 | 0 | 0 | 0 | 0 | 0 | 2.7259 | 2.7668 | 2.8083 | 2.8505 | 2.8932 | 2.9366 | 2.9807 | 3.0254 | 3.0708 | 3.1168 | 3.1636 | 3.211 | 3.2592 | 3.3081 | 3.3577 | 3.4081 | 0 | 0 | 0 | 0 | 0.22774 | 0.23115 | 0.23462 | 0.23814 | 0.24171 | 0.24534 | 0.24902 | 0.25275 | 0.25655 | 0.26039 | 0.2643 | 0.26826 | 0.27229 | 0.27637 | 0.28052 | 0.28473 | 0 | 0 | 0
C&I | High Performance T8 (3-4 Lamp) | 15 | 0 | 66.4612 | 0 | 0.014763 | 0 | 18 | 0 | 1.637 | 24.9858 | 2.0874 | 16.538 | 0 | 18 | 0 | 0 | 0 | 0 | 0 | 0 | 0 | 0 | 0 | 2.7259 | 2.7668 | 2.8083 | 2.8505 | 2.8932 | 2.9366 | 2.9807 | 3.0254 | 3.0708 | 3.1168 | 3.1636 | 3.211 | 3.2592 | 3.3081 | 3.3577 | 3.4081 | 0 | 0 | 0 | 0 | 0.22774 | 0.23115 | 0.23462 | 0.23814 | 0.24171 | 0.24534 | 0.24902 | 0.25275 | 0.25655 | 0.26039 | 0.2643 | 0.26826 | 0.27229 | 0.27637 | 0.28052 | 0.28473 | 0 | 0 | 0
C&I | LED Parking Garage/Canopy (<30W) | 16 | 0 | 702.4944 | 0 | 0.15604 | 0 | 125 | 0 | 2.5734 | 272.7627 | 22.7879 | 114.8475 | 0 | 125 | 0 | 0 | 0 | 0 | 0 | 0 | 0 | 0 | 0 | 28.8132 | 29.2454 | 29.6841 | 30.1294 | 30.5813 | 31.04 | 31.5056 | 31.9782 | 32.4579 | 32.9448 | 33.4389 | 33.9405 | 34.4496 | 34.9664 | 35.4909 | 36.0232 | 36.5636 | 0 | 0 | 0 | 2.4072 | 2.4433 | 2.48 | 2.5172 | 2.5549 | 2.5932 | 2.6321 | 2.6716 | 2.7117 | 2.7524 | 2.7937 | 2.8356 | 2.8781 | 2.9213 | 2.9651 | 3.0096 | 3.0547 | 0 | 0
C&I | LED Parking Garage/Canopy (30-75W) | 16 | 0 | 866.6534 | 0 | 0.19251 | 0 | 250 | 0 | 1.5874 | 336.502 | 28.113 | 229.695 | 0 | 250 | 0 | 0 | 0 | 0 | 0 | 0 | 0 | 0 | 0 | 35.5463 | 36.0795 | 36.6207 | 37.17 | 37.7276 | 38.2935 | 38.8679 | 39.4509 | 40.0426 | 40.6433 | 41.2529 | 41.8717 | 42.4998 | 43.1373 | 43.7844 | 44.4411 | 45.1077 | 0 | 0 | 0 | 2.9697 | 3.0143 | 3.0595 | 3.1054 | 3.1519 | 3.1992 | 3.2472 | 3.2959 | 3.3454 | 3.3955 | 3.4465 | 3.4982 | 3.5506 | 3.6039 | 3.658 | 3.7128 | 3.7685 | 0 | 0
C&I | LED Parking Garage/Canopy (≥75W) | 16 | 0 | 1625.6398 | 0 | 0.3611 | 0 | 375 | 0 | 1.985 | 631.1992 | 52.7335 | 344.5424 | 0 | 375 | 0 | 0 | 0 | 0 | 0 | 0 | 0 | 0 | 0 | 66.6766 | 67.6767 | 68.6919 | 69.7223 | 70.7681 | 71.8296 | 72.9071 | 74.0007 | 75.1107 | 76.2373 | 77.3809 | 78.5416 | 79.7197 | 80.9155 | 82.1293 | 83.3612 | 84.6116 | 0 | 0 | 0 | 5.5705 | 5.654 | 5.7389 | 5.8249 | 5.9123 | 6.001 | 6.091 | 6.1824 | 6.2751 | 6.3692 | 6.4648 | 6.5618 | 6.6602 | 6.7601 | 6.8615 | 6.9644 | 7.0689 | 0 | 0
C&I | Lighting Optimization - Remove Lamp from T8 System | 15 | 0 | 202.127 | 0 | 0.044898 | 0 | 12 | 0 | 7.468 | 75.9889 | 6.3485 | 11.0254 | 0 | 12 | 0 | 0 | 0 | 0 | 0 | 0 | 0 | 0 | 0 | 8.2904 | 8.4147 | 8.5409 | 8.669 | 8.7991 | 8.9311 | 9.065 | 9.201 | 9.339 | 9.4791 | 9.6213 | 9.7656 | 9.9121 | 10.0608 | 10.2117 | 10.3649 | 0 | 0 | 0 | 0 | 0.69262 | 0.70301 | 0.71355 | 0.72425 | 0.73512 | 0.74615 | 0.75734 | 0.7687 | 0.78023 | 0.79193 | 0.80381 | 0.81587 | 0.82811 | 0.84053 | 0.85314 | 0.86593 | 0 | 0 | 0
C&I | Lighting Optimization - Remove 2 Lamps from T8 System | 15 | 0 | 404.2539 | 0 | 0.089795 | 0 | 24 | 0 | 7.468 | 151.9778 | 12.697 | 22.0507 | 0 | 24 | 0 | 0 | 0 | 0 | 0 | 0 | 0 | 0 | 0 | 16.5807 | 16.8294 | 17.0819 | 17.3381 | 17.5982 | 17.8621 | 18.1301 | 18.402 | 18.6781 | 18.9582 | 19.2426 | 19.5312 | 19.8242 | 20.1216 | 20.4234 | 20.7297 | 0 | 0 | 0 | 0 | 1.3852 | 1.406 | 1.4271 | 1.4485 | 1.4702 | 1.4923 | 1.5147 | 1.5374 | 1.5605 | 1.5839 | 1.6076 | 1.6317 | 1.6562 | 1.6811 | 1.7063 | 1.7319 | 0 | 0 | 0
C&I | T8 (≤4 ft, 1-2 Lamp) | 18 | 0 | 272.4907 | 0 | 0.060527 | 0 | 43 | 0 | 2.9877 | 108.9355 | 9.101 | 39.5075 | 0 | 43 | 0 | 0 | 0 | 0 | 0 | 0 | 0 | 0 | 0 | 11.1764 | 11.344 | 11.5142 | 11.6869 | 11.8622 | 12.0401 | 12.2207 | 12.404 | 12.5901 | 12.7789 | 12.9706 | 13.1652 | 13.3627 | 13.5631 | 13.7666 | 13.9731 | 14.1827 | 14.3954 | 0 | 0 | 0.93373 | 0.94773 | 0.96195 | 0.97638 | 0.99103 | 1.0059 | 1.021 | 1.0363 | 1.0518 | 1.0676 | 1.0836 | 1.0999 | 1.1164 | 1.1331 | 1.1501 | 1.1674 | 1.1849 | 1.2027 | 0
C&I | T8 (≤4 ft, 3-4 Lamp) | 18 | 0 | 418.7053 | 0 | 0.093005 | 0 | 55 | 0 | 3.5892 | 167.3887 | 13.9845 | 50.5329 | 0 | 55 | 0 | 0 | 0 | 0 | 0 | 0 | 0 | 0 | 0 | 17.1734 | 17.431 | 17.6925 | 17.9579 | 18.2273 | 18.5007 | 18.7782 | 19.0599 | 19.3458 | 19.6359 | 19.9305 | 20.2294 | 20.5329 | 20.8409 | 21.1535 | 21.4708 | 21.7929 | 22.1197 | 0 | 0 | 1.4348 | 1.4563 | 1.4781 | 1.5003 | 1.5228 | 1.5456 | 1.5688 | 1.5924 | 1.6162 | 1.6405 | 1.6651 | 1.6901 | 1.7154 | 1.7411 | 1.7673 | 1.7938 | 1.8207 | 1.848 | 0
C&I | T8 (5-8 ft, 1-2 Lamp) | 18 | 0 | 398.7669 | 0 | 0.088576 | 0 | 93 | 0 | 2.0216 | 159.4178 | 13.3185 | 85.4465 | 0 | 93 | 0 | 0 | 0 | 0 | 0 | 0 | 0 | 0 | 0 | 16.3557 | 16.601 | 16.85 | 17.1028 | 17.3593 | 17.6197 | 17.884 | 18.1522 | 18.4245 | 18.7009 | 18.9814 | 19.2661 | 19.5551 | 19.8485 | 20.1462 | 20.4484 | 20.7551 | 21.0664 | 0 | 0 | 1.3664 | 1.3869 | 1.4077 | 1.4288 | 1.4503 | 1.472 | 1.4941 | 1.5165 | 1.5393 | 1.5624 | 1.5858 | 1.6096 | 1.6337 | 1.6582 | 1.6831 | 1.7084 | 1.734 | 1.76 | 0
C&I | LED Linear Replacement Lamp (≤4ft) | 16 | 0 | 299.0752 | 0 | 0.066432 | 0 | 9.5 | 0 | 14.4157 | 116.1241 | 9.7016 | 8.7284 | 0 | 9.5 | 0 | 0 | 0 | 0 | 0 | 0 | 0 | 0 | 0 | 12.2667 | 12.4507 | 12.6375 | 12.8271 | 13.0195 | 13.2148 | 13.413 | 13.6142 | 13.8184 | 14.0257 | 14.2361 | 14.4496 | 14.6663 | 14.8863 | 15.1096 | 15.3363 | 15.5663 | 0 | 0 | 0 | 1.0248 | 1.0402 | 1.0558 | 1.0716 | 1.0877 | 1.104 | 1.1206 | 1.1374 | 1.1545 | 1.1718 | 1.1894 | 1.2072 | 1.2253 | 1.2437 | 1.2623 | 1.2813 | 1.3005 | 0 | 0
C&I | LED Linear Replacement Lamp (5-8ft) | 16 | 0 | 365.5363 | 0 | 0.081195 | 0 | 9.5 | 0 | 17.6191 | 141.9295 | 11.8575 | 8.7284 | 0 | 9.5 | 0 | 0 | 0 | 0 | 0 | 0 | 0 | 0 | 0 | 14.9927 | 15.2176 | 15.4458 | 15.6775 | 15.9127 | 16.1514 | 16.3937 | 16.6396 | 16.8892 | 17.1425 | 17.3996 | 17.6606 | 17.9255 | 18.1944 | 18.4673 | 18.7443 | 19.0255 | 0 | 0 | 0 | 1.2526 | 1.2714 | 1.2904 | 1.3098 | 1.3294 | 1.3494 | 1.3696 | 1.3902 | 1.411 | 1.4322 | 1.4537 | 1.4755 | 1.4976 | 1.5201 | 1.5429 | 1.566 | 1.5895 | 0 | 0
C&I | Fluorescent Fixture Specular Reflector 4-ft | 15 | 0 | 0 | 0 | 0 | 0 | 30 | 0 | 0 | 0 | 0 | 27.5634 | 0 | 30 | 0 | 0 | 0 | 0 | 0 | 0 | 0 | 0 | 0 | 0 | 0 | 0 | 0 | 0 | 0 | 0 | 0 | 0 | 0 | 0 | 0 | 0 | 0 | 0 | 0 | 0 | 0 | 0 | 0 | 0 | 0 | 0 | 0 | 0 | 0 | 0 | 0 | 0 | 0 | 0 | 0 | 0 | 0 | 0 | 0 | 0 | 0 | 0
C&I | Fluorescent Fixture Specular Reflector two 4-ft | 15 | 0 | 0 | 0 | 0 | 0 | 30 | 0 | 0 | 0 | 0 | 27.5634 | 0 | 30 | 0 | 0 | 0 | 0 | 0 | 0 | 0 | 0 | 0 | 0 | 0 | 0 | 0 | 0 | 0 | 0 | 0 | 0 | 0 | 0 | 0 | 0 | 0 | 0 | 0 | 0 | 0 | 0 | 0 | 0 | 0 | 0 | 0 | 0 | 0 | 0 | 0 | 0 | 0 | 0 | 0 | 0 | 0 | 0 | 0 | 0 | 0 | 0
C&I | Fluorescent Fixture Specular Reflector 8-ft | 15 | 0 | 0 | 0 | 0 | 0 | 50 | 0 | 0 | 0 | 0 | 45.939 | 0 | 50 | 0 | 0 | 0 | 0 | 0 | 0 | 0 | 0 | 0 | 0 | 0 | 0 | 0 | 0 | 0 | 0 | 0 | 0 | 0 | 0 | 0 | 0 | 0 | 0 | 0 | 0 | 0 | 0 | 0 | 0 | 0 | 0 | 0 | 0 | 0 | 0 | 0 | 0 | 0 | 0 | 0 | 0 | 0 | 0 | 0 | 0 | 0 | 0
C&I | Fluorescent Fixture Specular Reflector two 8-ft | 15 | 0 | 0 | 0 | 0 | 0 | 50 | 0 | 0 | 0 | 0 | 45.939 | 0 | 50 | 0 | 0 | 0 | 0 | 0 | 0 | 0 | 0 | 0 | 0 | 0 | 0 | 0 | 0 | 0 | 0 | 0 | 0 | 0 | 0 | 0 | 0 | 0 | 0 | 0 | 0 | 0 | 0 | 0 | 0 | 0 | 0 | 0 | 0 | 0 | 0 | 0 | 0 | 0 | 0 | 0 | 0 | 0 | 0 | 0 | 0 | 0 | 0
C&I | Multi-CFL Fixture | 0 | 0 | 0 | 0 | 0 | 0 | 0 | 0 | n/a | 0 | 0 | 0 | 0 | 0 | 0 | 0 | 0 | 0 | 0 | 0 | 0 | 0 | 0 | 0 | 0 | 0 | 0 | 0 | 0 | 0 | 0 | 0 | 0 | 0 | 0 | 0 | 0 | 0 | 0 | 0 | 0 | 0 | 0 | 0 | 0 | 0 | 0 | 0 | 0 | 0 | 0 | 0 | 0 | 0 | 0 | 0 | 0 | 0 | 0 | 0 | 0 | 0
C&I | Indirect Fixture | 0 | 0 | 0 | 0 | 0 | 0 | 0 | 0 | n/a | 0 | 0 | 0 | 0 | 0 | 0 | 0 | 0 | 0 | 0 | 0 | 0 | 0 | 0 | 0 | 0 | 0 | 0 | 0 | 0 | 0 | 0 | 0 | 0 | 0 | 0 | 0 | 0 | 0 | 0 | 0 | 0 | 0 | 0 | 0 | 0 | 0 | 0 | 0 | 0 | 0 | 0 | 0 | 0 | 0 | 0 | 0 | 0 | 0 | 0 | 0 | 0 | 0
C&I | Ceiling Mount Occupancy | 8 | 0 | 379.8443 | 0 | 0.012131 | 0 | 125 | 0 | 0.80045 | 90.8385 | 1.0911 | 114.8475 | 0 | 125 | 0 | 0 | 0 | 0 | 0 | 0 | 0 | 0 | 0 | 15.5795 | 15.8132 | 16.0504 | 16.2912 | 16.5356 | 16.7836 | 17.0353 | 17.2909 | 0 | 0 | 0 | 0 | 0 | 0 | 0 | 0 | 0 | 0 | 0 | 0 | 0.18713 | 0.18994 | 0.19279 | 0.19568 | 0.19862 | 0.2016 | 0.20462 | 0.20769 | 0 | 0 | 0 | 0 | 0 | 0 | 0 | 0 | 0 | 0 | 0
C&I | Wall Mount Occupancy | 8 | 0 | 379.8443 | 0 | 0.012131 | 0 | 55 | 0 | 1.8192 | 90.8385 | 1.0911 | 50.5329 | 0 | 55 | 0 | 0 | 0 | 0 | 0 | 0 | 0 | 0 | 0 | 15.5795 | 15.8132 | 16.0504 | 16.2912 | 16.5356 | 16.7836 | 17.0353 | 17.2909 | 0 | 0 | 0 | 0 | 0 | 0 | 0 | 0 | 0 | 0 | 0 | 0 | 0.18713 | 0.18994 | 0.19279 | 0.19568 | 0.19862 | 0.2016 | 0.20462 | 0.20769 | 0 | 0 | 0 | 0 | 0 | 0 | 0 | 0 | 0 | 0 | 0
C&I | Fixture Mount Occupancy | 8 | 0 | 379.8443 | 0 | 0.012131 | 0 | 55 | 0 | 1.8192 | 90.8385 | 1.0911 | 50.5329 | 0 | 55 | 0 | 0 | 0 | 0 | 0 | 0 | 0 | 0 | 0 | 15.5795 | 15.8132 | 16.0504 | 16.2912 | 16.5356 | 16.7836 | 17.0353 | 17.2909 | 0 | 0 | 0 | 0 | 0 | 0 | 0 | 0 | 0 | 0 | 0 | 0 | 0.18713 | 0.18994 | 0.19279 | 0.19568 | 0.19862 | 0.2016 | 0.20462 | 0.20769 | 0 | 0 | 0 | 0 | 0 | 0 | 0 | 0 | 0 | 0 | 0
C&I | Fixture Mount Photo Sensor | 8 | 0 | 443.9144 | 0 | 0.023628 | 0 | 65 | 0 | 1.8132 | 106.1607 | 2.1252 | 59.7207 | 0 | 65 | 0 | 0 | 0 | 0 | 0 | 0 | 0 | 0 | 0 | 18.2074 | 18.4805 | 18.7577 | 19.0391 | 19.3247 | 19.6146 | 19.9088 | 20.2074 | 0 | 0 | 0 | 0 | 0 | 0 | 0 | 0 | 0 | 0 | 0 | 0 | 0.3645 | 0.36996 | 0.37551 | 0.38115 | 0.38686 | 0.39267 | 0.39856 | 0.40453 | 0 | 0 | 0 | 0 | 0 | 0 | 0 | 0 | 0 | 0 | 0
C&I | Exit Sign | 15 | 0 | 577.0846 | 0 | 0.064956 | 0 | 25 | 0 | 9.8451 | 216.9529 | 9.1847 | 22.9695 | 0 | 25 | 0 | 0 | 0 | 0 | 0 | 0 | 0 | 0 | 0 | 23.6695 | 24.0245 | 24.3849 | 24.7507 | 25.1219 | 25.4987 | 25.8812 | 26.2694 | 26.6635 | 27.0634 | 27.4694 | 27.8814 | 28.2996 | 28.7241 | 29.155 | 29.5923 | 0 | 0 | 0 | 0 | 1.0021 | 1.0171 | 1.0323 | 1.0478 | 1.0635 | 1.0795 | 1.0957 | 1.1121 | 1.1288 | 1.1457 | 1.1629 | 1.1804 | 1.1981 | 1.216 | 1.2343 | 1.2528 | 0 | 0 | 0
C&I | CAC 65 - 135 kBtuh | 15 | 0 | 198.9971 | 0 | 0.30638 | 0 | 700 | 0 | 0.18368 | 74.8122 | 43.3222 | 643.1459 | 0 | 700 | 0 | 0 | 0 | 0 | 0 | 0 | 0 | 0 | 0 | 8.162 | 8.2844 | 8.4087 | 8.5348 | 8.6628 | 8.7928 | 8.9247 | 9.0585 | 9.1944 | 9.3323 | 9.4723 | 9.6144 | 9.7586 | 9.905 | 10.0536 | 10.2044 | 0 | 0 | 0 | 0 | 4.7264 | 4.7973 | 4.8693 | 4.9423 | 5.0165 | 5.0917 | 5.1681 | 5.2456 | 5.3243 | 5.4042 | 5.4852 | 5.5675 | 5.651 | 5.7358 | 5.8218 | 5.9091 | 0 | 0 | 0
C&I | CAC 135 - 240 kBtuh | 15 | 0 | 405.2305 | 0 | 0.6239 | 0 | 1000 | 0 | 0.26183 | 152.3449 | 88.2198 | 918.7799 | 0 | 1000 | 0 | 0 | 0 | 0 | 0 | 0 | 0 | 0 | 0 | 16.6208 | 16.8701 | 17.1231 | 17.38 | 17.6407 | 17.9053 | 18.1739 | 18.4465 | 18.7232 | 19.004 | 19.2891 | 19.5784 | 19.8721 | 20.1702 | 20.4727 | 20.7798 | 0 | 0 | 0 | 0 | 9.6247 | 9.7691 | 9.9157 | 10.0644 | 10.2154 | 10.3686 | 10.5241 | 10.682 | 10.8422 | 11.0048 | 11.1699 | 11.3375 | 11.5075 | 11.6801 | 11.8553 | 12.0332 | 0 | 0 | 0
C&I | CAC 240 - 760 kBtuh | 15 | 0 | 709.5669 | 0 | 1.0925 | 0 | 2000 | 0 | 0.22924 | 266.7591 | 154.4747 | 1837.5597 | 0 | 2000 | 0 | 0 | 0 | 0 | 0 | 0 | 0 | 0 | 0 | 29.1033 | 29.5399 | 29.983 | 30.4327 | 30.8892 | 31.3525 | 31.8228 | 32.3002 | 32.7847 | 33.2764 | 33.7756 | 34.2822 | 34.7964 | 35.3184 | 35.8482 | 36.3859 | 0 | 0 | 0 | 0 | 16.8531 | 17.1059 | 17.3625 | 17.623 | 17.8873 | 18.1556 | 18.4279 | 18.7044 | 18.9849 | 19.2697 | 19.5587 | 19.8521 | 20.1499 | 20.4522 | 20.7589 | 21.0703 | 0 | 0 | 0
C&I | CAC >760 kBtuh | 15 | 0 | 982.7386 | 0 | 1.5131 | 0 | 6333.3333 | 0 | 0.10026 | 369.457 | 213.945 | 5818.9391 | 0 | 6333.3333 | 0 | 0 | 0 | 0 | 0 | 0 | 0 | 0 | 0 | 40.3076 | 40.9122 | 41.5259 | 42.1488 | 42.781 | 43.4227 | 44.0741 | 44.7352 | 45.4062 | 46.0873 | 46.7786 | 47.4803 | 48.1925 | 48.9154 | 49.6491 | 50.3939 | 0 | 0 | 0 | 0 | 23.3413 | 23.6914 | 24.0468 | 24.4075 | 24.7736 | 25.1452 | 25.5224 | 25.9052 | 26.2938 | 26.6882 | 27.0885 | 27.4949 | 27.9073 | 28.3259 | 28.7508 | 29.1821 | 0 | 0 | 0
C&I | Split Package Heat Pump | 15 | 0 | 2073.6377 | 0 | 0.31514 | 0 | 370 | 0 | 2.4243 | 779.5766 | 44.56 | 339.9485 | 0 | 370 | 0 | 0 | 0 | 0 | 0 | 0 | 0 | 0 | 0 | 85.0515 | 86.3273 | 87.6222 | 88.9365 | 90.2705 | 91.6246 | 92.999 | 94.394 | 95.8099 | 97.247 | 98.7057 | 100.1863 | 101.6891 | 103.2144 | 104.7627 | 106.3341 | 0 | 0 | 0 | 0 | 4.8615 | 4.9344 | 5.0084 | 5.0835 | 5.1598 | 5.2372 | 5.3158 | 5.3955 | 5.4764 | 5.5586 | 5.6419 | 5.7266 | 5.8125 | 5.8997 | 5.9882 | 6.078 | 0 | 0 | 0
C&I | Single System Heat Pump | 15 | 0 | 949.3445 | 0 | 0.31514 | 0 | 370 | 0 | 1.181 | 356.9026 | 44.56 | 339.9485 | 0 | 370 | 0 | 0 | 0 | 0 | 0 | 0 | 0 | 0 | 0 | 38.9379 | 39.522 | 40.1148 | 40.7166 | 41.3273 | 41.9472 | 42.5764 | 43.2151 | 43.8633 | 44.5212 | 45.1891 | 45.8669 | 46.5549 | 47.2532 | 47.962 | 48.6814 | 0 | 0 | 0 | 0 | 4.8615 | 4.9344 | 5.0084 | 5.0835 | 5.1598 | 5.2372 | 5.3158 | 5.3955 | 5.4764 | 5.5586 | 5.6419 | 5.7266 | 5.8125 | 5.8997 | 5.9882 | 6.078 | 0 | 0 | 0
C&I | Heat Pump 65 < 135 kBtuh | 15 | 0 | 1950.605 | 0 | 0.065763 | 0 | 700 | 0 | 1.1547 | 733.3229 | 9.2988 | 643.1459 | 0 | 700 | 0 | 0 | 0 | 0 | 0 | 0 | 0 | 0 | 0 | 80.0052 | 81.2053 | 82.4234 | 83.6597 | 84.9146 | 86.1884 | 87.4812 | 88.7934 | 90.1253 | 91.4772 | 92.8493 | 94.2421 | 95.6557 | 97.0905 | 98.5469 | 100.0251 | 0 | 0 | 0 | 0 | 1.0145 | 1.0297 | 1.0452 | 1.0608 | 1.0768 | 1.0929 | 1.1093 | 1.1259 | 1.1428 | 1.16 | 1.1774 | 1.195 | 1.213 | 1.2311 | 1.2496 | 1.2684 | 0 | 0 | 0
C&I | Heat Pump 135 < 240 kBtuh | 15 | 0 | 193.4512 | 0 | 0.29784 | 0 | 1000 | 0 | 0.12499 | 72.7273 | 42.1149 | 918.7799 | 0 | 1000 | 0 | 0 | 0 | 0 | 0 | 0 | 0 | 0 | 0 | 7.9345 | 8.0535 | 8.1743 | 8.297 | 8.4214 | 8.5477 | 8.6759 | 8.8061 | 8.9382 | 9.0722 | 9.2083 | 9.3465 | 9.4867 | 9.629 | 9.7734 | 9.92 | 0 | 0 | 0 | 0 | 4.5947 | 4.6636 | 4.7336 | 4.8046 | 4.8767 | 4.9498 | 5.0241 | 5.0994 | 5.1759 | 5.2536 | 5.3324 | 5.4123 | 5.4935 | 5.5759 | 5.6596 | 5.7445 | 0 | 0 | 0
C&I | Heat Pump >240 kBtuh | 15 | 0 | 931.7918 | 0 | 1.4346 | 0 | 2000 | 0 | 0.30103 | 350.3037 | 202.8537 | 1837.5597 | 0 | 2000 | 0 | 0 | 0 | 0 | 0 | 0 | 0 | 0 | 0 | 38.218 | 38.7913 | 39.3731 | 39.9637 | 40.5632 | 41.1716 | 41.7892 | 42.416 | 43.0523 | 43.6981 | 44.3535 | 45.0188 | 45.6941 | 46.3795 | 47.0752 | 47.7814 | 0 | 0 | 0 | 0 | 22.1313 | 22.4632 | 22.8002 | 23.1422 | 23.4893 | 23.8417 | 24.1993 | 24.5623 | 24.9307 | 25.3047 | 25.6842 | 26.0695 | 26.4605 | 26.8574 | 27.2603 | 27.6692 | 0 | 0 | 0
C&I | Geothermal Heat Pump | 15 | 0 | 23256.7901 | 0 | 2.1948 | 0 | 4100 | 0 | 2.4034 | 8743.3055 | 310.3424 | 3766.9974 | 0 | 4100 | 0 | 0 | 0 | 0 | 0 | 0 | 0 | 0 | 0 | 953.8911 | 968.1995 | 982.7224 | 997.4633 | 1012.4252 | 1027.6116 | 1043.0258 | 1058.6712 | 1074.5512 | 1090.6695 | 1107.0295 | 1123.635 | 1140.4895 | 1157.5969 | 1174.9608 | 1192.5852 | 0 | 0 | 0 | 0 | 33.8582 | 34.3661 | 34.8816 | 35.4048 | 35.9359 | 36.4749 | 37.0221 | 37.5774 | 38.141 | 38.7132 | 39.2939 | 39.8833 | 40.4815 | 41.0887 | 41.7051 | 42.3307 | 0 | 0 | 0
C&I | Electric Storage Water Heater (>50 gallons) | 5 | 0 | 1864.5499 | 0 | 0.2094 | 0 | 1050 | 0 | 0.3317 | 307.0255 | 12.9688 | 964.7189 | 0 | 1050 | 0 | 0 | 0 | 0 | 0 | 0 | 0 | 0 | 0 | 76.4756 | 77.6228 | 78.7871 | 79.9689 | 81.1684 | 0 | 0 | 0 | 0 | 0 | 0 | 0 | 0 | 0 | 0 | 0 | 0 | 0 | 0 | 0 | 3.2303 | 3.2788 | 3.328 | 3.3779 | 3.4286 | 0 | 0 | 0 | 0 | 0 | 0 | 0 | 0 | 0 | 0 | 0 | 0 | 0 | 0
C&I | Heat Pump Water Heater | 15 | 0 | 1815.1934 | 0 | 0.085994 | 0 | 700 | 0 | 1.08 | 682.4153 | 12.1595 | 643.1459 | 0 | 700 | 0 | 0 | 0 | 0 | 0 | 0 | 0 | 0 | 0 | 74.4512 | 75.568 | 76.7015 | 77.852 | 79.0198 | 80.2051 | 81.4082 | 82.6293 | 83.8688 | 85.1268 | 86.4037 | 87.6998 | 89.0153 | 90.3505 | 91.7057 | 93.0813 | 0 | 0 | 0 | 0 | 1.3266 | 1.3465 | 1.3667 | 1.3872 | 1.408 | 1.4291 | 1.4506 | 1.4723 | 1.4944 | 1.5168 | 1.5396 | 1.5627 | 1.5861 | 1.6099 | 1.634 | 1.6586 | 0 | 0 | 0
C&I | ODC Motor | 15 | 0 | 370.3469 | 0 | 0.08417 | 0 | 115 | 0 | 1.4304 | 139.2306 | 11.9016 | 105.6597 | 0 | 115 | 0 | 0 | 0 | 0 | 0 | 0 | 0 | 0 | 0 | 15.19 | 15.4178 | 15.6491 | 15.8839 | 16.1221 | 16.3639 | 16.6094 | 16.8585 | 17.1114 | 17.3681 | 17.6286 | 17.893 | 18.1614 | 18.4339 | 18.7104 | 18.991 | 0 | 0 | 0 | 0 | 1.2985 | 1.3179 | 1.3377 | 1.3578 | 1.3781 | 1.3988 | 1.4198 | 1.4411 | 1.4627 | 1.4846 | 1.5069 | 1.5295 | 1.5525 | 1.5757 | 1.5994 | 1.6234 | 0 | 0 | 0
C&I | TEFC Motor | 15 | 0 | 260.9262 | 0 | 0.059301 | 0 | 115 | 0 | 1.0078 | 98.0943 | 8.3852 | 105.6597 | 0 | 115 | 0 | 0 | 0 | 0 | 0 | 0 | 0 | 0 | 0 | 10.702 | 10.8626 | 11.0255 | 11.1909 | 11.3588 | 11.5291 | 11.7021 | 11.8776 | 12.0558 | 12.2366 | 12.4202 | 12.6065 | 12.7956 | 12.9875 | 13.1823 | 13.38 | 0 | 0 | 0 | 0 | 0.91482 | 0.92854 | 0.94247 | 0.95661 | 0.97096 | 0.98552 | 1.0003 | 1.0153 | 1.0305 | 1.046 | 1.0617 | 1.0776 | 1.0938 | 1.1102 | 1.1268 | 1.1437 | 0 | 0 | 0
C&I | Chiller | 20 | 0 | 2805.614 | 0 | 1.928 | 0 | 6350 | 0 | 0.24194 | 1121.6197 | 289.8931 | 5834.2521 | 0 | 6350 | 0 | 0 | 0 | 0 | 0 | 0 | 0 | 0 | 0 | 115.0739 | 116.8 | 118.552 | 120.3303 | 122.1353 | 123.9673 | 125.8268 | 127.7142 | 129.6299 | 131.5744 | 133.548 | 135.5512 | 137.5845 | 139.6482 | 141.743 | 143.8691 | 146.0272 | 148.2176 | 0 | 0 | 29.7419 | 30.1881 | 30.6409 | 31.1005 | 31.567 | 32.0405 | 32.5211 | 33.0089 | 33.5041 | 34.0066 | 34.5167 | 35.0345 | 35.56 | 36.0934 | 36.6348 | 37.1843 | 37.7421 | 38.3082 | 0
C&I | C&I Custom | 15 | 0 | 45206.6729 | 0 | 11.2142 | 0 | 7940.9 | 0 | 2.5468 | 16995.284 | 1585.6789 | 7295.939 | 0 | 7940.9 | 0 | 0 | 0 | 0 | 0 | 0 | 0 | 0 | 0 | 1854.1786 | 1881.9913 | 1910.2211 | 1938.8745 | 1967.9576 | 1997.4769 | 2027.4391 | 2057.8507 | 2088.7184 | 2120.0492 | 2151.85 | 2184.1277 | 2216.8896 | 2250.143 | 2283.8951 | 2318.1535 | 0 | 0 | 0 | 0 | 172.9969 | 175.5919 | 178.2258 | 180.8991 | 183.6126 | 186.3668 | 189.1623 | 191.9998 | 194.8797 | 197.8029 | 200.77 | 203.7815 | 206.8383 | 209.9408 | 213.0899 | 216.2863 | 0 | 0 | 0
Residential | Residential Audits | 0 | 0 | 0 | 0 | 0 | 0 | 0 | 0 | n/a | 0 | 0 | 0 | 0 | 0 | 0 | 0 | 0 | 0 | 0 | 0 | 0 | 0 | 0 | 0 | 0 | 0 | 0 | 0 | 0 | 0 | 0 | 0 | 0 | 0 | 0 | 0 | 0 | 0 | 0 | 0 | 0 | 0 | 0 | 0 | 0 | 0 | 0 | 0 | 0 | 0 | 0 | 0 | 0 | 0 | 0 | 0 | 0 | 0 | 0 | 0 | 0 | 0
0 | 0 | 0 | 0 | 0 | 0 | 0 | 0 | 0 | 0 | n/a | 0 | 0 | 0 | 0 | 0 | 0 | 0 | 0 | 0 | 0 | 0 | 0 | 0 | 0 | 0 | 0 | 0 | 0 | 0 | 0 | 0 | 0 | 0 | 0 | 0 | 0 | 0 | 0 | 0 | 0 | 0 | 0 | 0 | 0 | 0 | 0 | 0 | 0 | 0 | 0 | 0 | 0 | 0 | 0 | 0 | 0 | 0 | 0 | 0 | 0 | 0 | 0 | 0

## Measure Calculations
| CFL Bulb | LED Bulb | Energy Star Fixture
Halogen Watts | 53 | 49 | 106 | MN TRM
Efficient Watts | 18 | 11 | 34 | MN TRM
Coincidence Factor | 9.5% | 9.5% | 9.5% | MN TRM
kW Saved per Unit | 0.0041496 | 0.0045053 | 0.0085363 |  | MN TRM
kWh Saved per Unit | 35.2923 | 38.3173 | 72.6012 |  | Annual Operating Hours | 938
Incremental Cost | 1.32 | 10 | 15 | MN TRM | WHFe | 1.075
Lifetime (years) | 5 | 10 | 9.4 | MN TRM | WHFd | 1.248
Energy Star Dehumidifier
Base Energy Factor (Liter/kWh) | 1.5 | DOE
Efficient Energy Factor (Liter/kWh) | 1.85 | Energy Star
Capacity (Pint/Day) | 40 | Energy Star
Annual Operating Hours | 1620 | Energy Star
Conversion (Pint to Liter) | 0.473 | Energy Star
Coincidence Factor | 37% | Illinois
kW Saved per Unit | 0.036789
kWh Saved per Unit | 161.0757
Incremental Cost | 60 | Illinois
Lifetime (years) | 12 | Energy Star
Energy Star Clothes Washer
March 2015 Federal standard effective
Capacity (cubic feet) | 3.5 | Energy Star
MEFbase | 1.29 | DOE
MEFee | 2.06 | Energy Star
Annual Clothes Washer Cycles | 295 | Energy Star
% Energy Consumption for Clothes Washer | 7% | MN TRM
% Energy Consumption for Water Heating | 33% | MN TRM
% Energy Consumption for Dryer | 59% | MN TRM
% Electric Hot Water | 39% | MN TRM
% Electric Dryer | 81% | MN TRM
Coincident Factor | 3.8% | Illinois
kW Saved per Unit | 0.026075
kWh Saved per Unit | 202.4211
Incremental Cost | 210 | Illinois
Lifetime (years) | 14 | Illinois
Energy Star Clothes Dryer
March 2015 Federal standard effective
Capacity (cubic feet) | 8.45 | Energy Star
CEFbase | 3.11 | DOE
CEFee | 3.93 | Energy Star
Hours Per Cycle | 0.75
Coincident Factor | 3.8%
kW Saved per Unit | 0.028724
kWh Saved per Unit | 167.2398
Incremental Cost | 152 | Illinois
Lifetime (years) | 14 | Illinois
Energy Star Dishwasher
| Electric DHW | Gas DHW
Standard Unit kWh | 307 | 307 | DOE
Energy Star Unit kWh | 295 | 295 | Energy Star
Annual Dishwasher Cycles | 208 | 208 | Energy Star
% Energy Consumption for Water Heating | 56% | 56% | Energy Star
Coincident Factor | 10% | 10% | MN TRM
kW Saved per Unit | 0.0057692 | 0.0025385
kWh Saved per Unit | 12 | 5.28
Incremental Cost | 50 | 50 | Illinois
Lifetime (years) | 10 | 10 | Energy Star
Energy Star Room Air Conditioner
Capacity (Btu/h) | 10000 | Energy Star
Standard Unit EER | 10.9 | DOE
Efficient Unit EER | 12.1 | Energy Star Draft 1
Annual Operating Hours | 593 | Energy Star
Coincidence Factor | 90% | MN TRM
kW Saved per Unit | 0.081886
kWh Saved per Unit | 53.9541
Incremental Cost | 200 | Michigan
Lifetime (years) | 12 | Illinois
Energy Star Refrigerator/Freezer
| Fridge (Top-Freezer) | CEE Tier 2 | Freezer
Adjusted Volume (Cubic Feet) | 25.8 | 25.8 | 26.9 | Illinois
Baseline Refrigerator | 441.906 | 441.906 | 303.901
Energy Star Refrigerator | 397.608 | 375.6201 | 273.464
Temperature Adjustment Factor | 1.25 | 1.25
Load Shape Adjustment Factor | 1.057 | 1.057
Coincident Factor | 100% | 100% | 95% | Illinois
kW Saved per Unit | 0.0066768 | 0.0099909 | 0.0033008 | Illinois
kWh Saved per Unit | 44.298 | 66.2859 | 30.437 | DOE/ENERGY STAR
Incremental Cost | 40 | 140 | 35 | Illinois
Lifetime (years) | 12 | 12 | 11 | Illinois
*CEE Tier 2 standard is 25% less consumption than baseline | 441.906
397.608
Recycle and Replace - ENERGY STAR Refrigerator
Fridge (Top-Freezer)
Adjusted Volume (Cubic Feet) | 25.8
Existing Unit | 814.5
Energy Star Refrigerator | 397.608
Temperature Adjustment Factor | 1.25
Load Shape Adjustment Factor | 1.057
Coincident Factor | 100%
kW Saved per Unit | 0.062836 | Illinois
kWh Saved per Unit | 416.892 | Illinois
Incremental Cost | 451 | Illinois
Avoided Cost | 390 | Illinois
Lifetime (years) | 12 | Illinois
Remaining Life (years) | 4 | Illinois
Appliance Recycling
| Refrigerator | Freezer
kW Saved per Unit | 0.14715 | 0.12614
kWh Saved per Unit | 1289 | 1105 | NMR
Lifetime (years) | 8 | 8 | Illinois
Air Sealing | Electric Heat | Gas Heat
CFM50 Pre | 3000 | 3000
CFM50 Post | 2250 | 2250
Pascal Conversion Factor | 18.5 | 18.5
kW Saved per Unit | 0.57204 | 0.088164 | Illinois
kWh Saved per Unit | 1344.3037 | 57.1378 | Illinois
Incremental Cost | 272 | 272 | PSC Colorado
Lifetime (years) | 15 | 15 | Illinois
Insulation
| Attic Insulation (R-40) | Wall Insulation (R-13)
Existing R-Value | 19 | 3 | PSC Colorado |  | Existing Cooling Unit SEER | 10
Efficient R-Value | 38 | 11 | http://www.energystar.gov/?c=home_sealing.hm_improvement_insulation_table |  | Existing Heating Unit HSPF | 1.6935
Insulated Area (sq ft) | 750 | 765.3333 |  |  | % Summer Air Conditioner Usage | 0.75
kW Saved per Unit | 0.21918 | 2.0604 | Illinois |  | Framing Factor | 15%
kWh Saved per Unit | 515.0871 | 4842.0549 | Illinois |  | Cooling Degree Days | 725 | Rapid City, SD Degree Days
Incremental Cost | 575.25 | 1011.7707 | PSC Colorado |  | Heating Degree Days | 7078 | Rapid City, SD Degree Days
Lifetime (years) | 20 | 20 | PSC Colorado |  | Coincidence Factor | 91.5% | Illinois
| Facuet Aerator (Kitchen) | Faucet Aerator (Bath) | Low Flow Showerhead
GPMbase | 1.39 | 1.39 | 2.35
GPMlow | 0.94 | 0.94 | 2
Daily Usage per Person (minutes) | 9 | 9 | 7.8
Daily Shower per Person (#) |  |  | 0.75
Household Size (# Individuals) | 2.56 | 2.56 | 2.56
Drain Factor | 75% | 90%
Units per Household | 1 | 2.83 | 1.79
EPGelectric | 0.089683 | 0.089683 | 0.12705
Hours | 197 | 197 | 380
Coincidence Factor | 2.2% | 2.2% | 2.78%
kW Saved per Unit | 0.028426 | 0.012053 | 0.0099345 | Illinois
kWh Saved per Unit | 254.5432 | 107.9335 | 135.795 | Illinois
Incremental Cost | 8 | 8 | 12 | Illinois
Lifetime (years) | 9 | 9 | 10 | Illinois
Water Heater Wrap
Coincidence Factor | 100% | Illinois | R10 base, R18 eff
kW Saved per Unit | 0.0164 | Illinois
kWh Saved per Unit | 143 | Illinois
Incremental Cost | 10 | http://aceee.org/consumer/water-heating
Lifetime (years) | 5 | Ohio
Hot Water Pipe Insulation
Uninsulated Pipe Heat Loss Coefficient | 1
Insulated Pipe Heat Loss Coefficient | 5
Length of Pipe (ft) | 5
Circumference of Pipe (Ft) | 0.196
Tank Water Temperature (°F) | 120 | Arkansas
Well/Pipe Water Temperature (°F) | 54 | Illinois
Recovery of Hot Water Heater | 0.98
Coincidence Factor | 100% | Illinois
kW Saved per Unit | 0.01547 | Illinois
kWh Saved per Unit | 135.5195 | Illinois
Incremental Cost | 15 | Illinois
Lifetime (years) | 15 | Illinois
CAC Tune-Up
Standard Unit SEER | 10
Standard Unit EER | 9.2
Maintenance Energy Savings Factor | 5% | MN TRM
Maintenance Demand Savings Factor | 2% | MN TRM
Coincidence Factor | 90%
kW Saved per Unit | 0.070435
kWh Saved per Unit | 106.74
Incremental Cost | 175 | Illinois
Lifetime (years) | 2 | MN TRM
Central Air Conditioner | New/Replacement |  |  | Early Retirement
| SEER 14.5 | SEER 15 | SEER 16 | SEER 14.5 | SEER 15 | SEER 16 |  | Annual Heating Hrs (Rapid City) | 2434 | Energy Star
Efficient Unit SEER | 14.5 | 15 | 16 | 14.5 | 15 | 16 |  | Annual Cooling Hrs (Rapid City) | 593 | Energy Star
Efficient Unit EER | 12 | 12.72 | 13 | 12 | 12.72 | 13 |  | Capacity (Btu/h) | 36000 | Energy Star
Standard Unit SEER | 13 | 13 | 13 | 10 | 10 | 10 | DOE | Coincidence Factor | 90% | MN TRM
Standard Unit EER | 11 | 11 | 11 | 9.2 | 9.2 | 9.2 | DOE | Thermostat Savings
kW Saved per Unit | 0.24545 | 0.39828 | 0.45315 | 0.82174 | 0.97457 | 1.0294 |  | Heating | 6.8% | NY TRM
kWh Saved per Unit | 169.878 | 218.9538 | 307.9038 | 662.5241 | 711.6 | 800.55 |  | Cooling | 9% | NY TRM
Incremental Cost | 178 | 238 | 257 | 1444 | 1504 | 1523 | MN TRM | Lifetime (years) | 18 | MN TRM
Air Source Heat Pump
January 2015 Federal standards effective | [7 empty] | $/Ton | HP SEER 15 | HP SEER 16
| New/Replacement |  | Early Retirement |  |  |  |  | Efficient Unit | 826.7167 | 924.6528 | Michigan
| SEER 15 | SEER 16 | SEER 15 | SEER 16
Efficient Unit SEER | 15 | 16 | 15 | 16
Efficient Unit EER | 12.5 | 12.5 | 12.5 | 12.5 |  |  |  | Michigan ($/ton)
Efficient Unit HSPF | 8.5 | 8.5 | 8.5 | 8.5 |  |  |  | CAC SEER 13 | 422
Standard Unit SEER | 14 | 14 | 10 | 10 | DOE |  |  | HP SEER 14 | 728.7806
Standard Unit EER | 11 | 11 | 9.2 | 9.2 | DOE
Standard Unit HSPF | 8.2 | 8.2 | 6.8 | 6.8 | DOE
kW Saved per Unit | 0.49291 | 0.49291 | 1.8827 | 1.8827
kWh Saved per Unit | 478.8049 | 567.7549 | 3288.7765 | 3377.7265
Incremental Cost | 293.8082 | 587.6165 | 2480.1501 | 2773.9584 | MN TRM
Air Source Heat Pump Replace Resistance Heat
Efficient Unit SEER | 15
Efficient Unit EER | 12.5
Efficient Unit HSPF | 8.5
Existing Unit SEER | 13 | Illinois
Existing Unit EER | 0 | Illinois
Existing Unit HSPF | 3.41 | Illinois
kW Saved per Unit | 5.5789
kWh Saved per Unit | 15606.4356
Ductless Mini-Split
January 2015 Federal standards effective | Heat Pump | A/C
Capacity (kBtu/h) | 18 | 18
EFLH Heat | 949 |  | Adjusted for load displaced
EHFL Cool | 220 | 220 | Illinois
Efficient Unit SEER | 19 | 19 | Mass
Efficient Unit EER | 12.8 | 12.8 | Mass
Efficient Unit HSPF | 10 |  | Mass
Existing Unit SEER | 7 | 7
Existing Unit EER | 7.7 | 7.7
Existing Unit HSPF | 5.44
Coincidence Factor | 72% | 72% | Illinois
kW Saved per Unit | 0.83827 | 0.67062
kWh Saved per Unit | 1789.1668 | 357.2932
Incremental Cost | 716 | 300 | Michigan/Est. Internet Research
Lifetime (years) | 18 | 18 | Illinois
Programmable Thermostat
| CAC | ASHP
kW Saved per Unit | 0.22925 | 0.23328
kWh Saved per Unit | 128.088 | 829.08
Incremental Cost | 30 | 30 | Illinois
Lifetime (years) | 10 | 10 | Illinois
ECM Blower Motors
Coincidence Factor | 90% | MN TRM
kW Saved per Unit | 0.0657 | MN TRM
kWh Saved per Unit | 720 | MN TRM
Incremental Cost | 250 | MN TRM
Lifetime (years) | 20 | MN TRM
Geothermal Heat Pump | New | Early Ret
Efficient Unit EER | 21.1 | 21.1
Efficient Unit COP | 4.1 | 4.1
Standard Unit SEER | 14 | 9.12
Standard Unit EER | 11 | 8.55
Standard Unit HSPF | 8.2 | 5.44
kW Saved per Unit | 0.76227 | 1.6063 | Illinois
kWh Saved per Unit | 4935.2681 | 11172.6997 | Illinois
Lifetime (years) | 25 | 8 | Illinois
Heat Pump Water Heater
Tank Volume | 40 | http://energy.gov/eere/buildings/downloads/ba-analysis-existing-homes
Tank Water Temperature (°F) | 130 | http://energy.gov/eere/buildings/downloads/ba-analysis-existing-homes
Well/Pipe Water Temperature (°F) | 54 | Illinois
Standard Energy Factor | 0.8772 | DOE april 2015 | http://www1.eere.energy.gov/buildings/appliance_standards/product.aspx/productid/27
Efficient Energy Factor | 2 | Energy Star
Annual Operating Hours | 2533
Coincidence Factor | 12% | Illinois
kW Saved per Unit | 0.082134 | Illinois
kWh Saved per Unit | 1733.709 | Illinois
Incremental Cost | 700 | Michigan
Lifetime (years) | 15 | MN TRM
Storage Water Heater (April 2015) | < EF 0.95 | > EF 0.95
Tank Volume | 40 | 40 | http://energy.gov/eere/buildings/downloads/ba-analysis-existing-homes
Tank Water Temperature (°F) | 120 | 120 | MN TRM
Well/Pipe Water Temperature (°F) | 49.1 | 49.1 | MN TRM
Gallons per Day | 52.836 | 52.836 | MN TRM
EFbase | 0.9172 | 0.92 | DOE
EFee | 0.95 | 0.98
kW Saved per Unit | 0.014362 | 0.02539
kWh Saved per Unit | 125.8092 | 222.4147
Incremental Cost | 51.06 | 51.06 | MN TRM
Lifetime (years) | 15 | 15 | MN TRM
Water Heater Temperature Setback
Heat transfer coefficient | 0.083
Surface area of tank | 23.18 | Illinois
Recoevery efficiency | 0.98
Coincidence Factor | 100%
Annual Operating Hours | 8766
kW Saved per Unit | 0.0057538 | Illinois
kWh Saved per Unit | 50.438 | Illinois
Incremental Cost | 5 | Illinois
Lifetime (years) | 2 | Illinois
Rapid City, SD
Conditioned Space (sq ft) | 2296
Wall Area (sq ft) | 765.3333
Window Area (sq ft) | 400
HDD | 7078
CDD | 725
http://energy.gov/eere/buildings/downloads/ba-analysis-existing-homes
Window Film | Single pane
Savings Factor kWh | 0.00137 | Arkansas | Double pane
Savings Factor kw | 1.95 | Arkansas | .90 kwh
kW Saved per Unit | 0.548 |  | .00069 kw
kWh Saved per Unit | 780
Incremental Cost | 664 | DEER (DEEM) | $1.66 $/U0M, $1.66 labor 2008
Lifetime (Years) | 10 | DEER
Non-Residential Measures
Annual Operating Hours | 4439 | Illinois (Office)
WHFe | 1.43 | Illinois (Office- mid rise)
WHFd | 1.41 | Illinois (Office- mid rise)
Coincidence Factor | 66% | Illinois
Measure | Baseline | Baseline Watts | Efficient Watts | kWh Saved per Unit | Non-Coincident Peak kW per Unit | Incremental Cost | Baseline Cost | Efficient Cost | CF | Lifetime (years) | Lifetime (hrs)
High Bay Fluorescent Fixture w/ HE Electronic Ballast (T5 4-6 lamp) | 400W Metal Halide | 456 | 295 | 1021.991 | 0.22701 | 17.88 | 175 | 192.88 | 0% | 15 |  | Minnesota
High Bay Fluorescent Fixture w/ HE Electronic Ballast (T5 8-lamp) | 750W Metal Halide | 850 | 468 | 2424.8481 | 0.53862 | 101.81 | 270.5 | 372.31 | 0% | 15 |  | Minnesota
High Bay Fluorescent Fixture w/ HE Electronic Ballast (T5 10-lamp) | 1000W Metal Halide | 1080 | 585 | 3142.1461 | 0.69795 | 137.31 | 270 | 407.31 | 0% | 15 |  | Minnesota
High Bay Fluorescent Fixture w/ HE Electronic Ballast (T8 6-8 lamp) | 400W Metal Halide | 456 | 168.96 | 1822.0639 | 0.40473 | 85 | 175 | 260 | 0% | 15 |  | Minnesota
High Bay Fluorescent Fixture w/ HE Electronic Ballast (T8 12-16 lamp) | 750W Metal Halide | 850 | 394.24 | 2893.0597 | 0.64262 | 127.5 | 270.5 | 398 | 0% | 15 |  | Minnesota
CFL Lamp (≤18W) | Halogen | 60 | 15.87 | 280.1271 | 0.062223 | 74.35 | 2 | 76.35 | 0% | 2 | 8000 | Minnesota
CFL Lamp (18-32W) | Halogen | 75 | 26.45 | 308.1842 | 0.068455 | 74.35 | 2 | 76.35 | 0% | 2 | 8000 | Minnesota
CFL Lamp (≥33W) | Incandescent | 150 | 55.016 | 602.9366 | 0.13393 | 108.23 | 4.31 | 112.54 | 0% | 2 | 8000 | Minnesota
Low Wattage T8 Lamp | Std T8 | 28 | 22 | 38.0866 | 0.00846 | 2 | 2 | 4 | 0% | 8 | 36000 | Illinois/Minnesota
Ceramic Metal Halide Fixture (≤150W) | HID ≤150W | 126 | 70 | 355.4751 | 0.07896 | 72 | 150 | 222 | 0% | 13 |  | Minnesota
Ceramic Metal Halide Fixture (150-250W) | HID 200-400W | 295 | 189 | 672.8636 | 0.14946 | 142.12 | 147.88 | 290 | 0% | 13 |  | Minnesota
Ceramic Metal Halide Fixture (≥250W) | HID 400-1000W | 456 | 349 | 679.2114 | 0.15087 | 117 | 175 | 292 | 0% | 13 |  | Minnesota
Pulse Start Metal Halide Fixture (≤175W) | Metal Halide | 210 | 189 | 133.3032 | 0.02961 | 69.18 | 91.82 | 161 | 0% | 15 |  | Minnesota
Pulse Start Metal Halide Fixture (175-320W) | Metal Halide | 295 | 232 | 399.9095 | 0.08883 | 132.12 | 147.88 | 280 | 0% | 15 |  | Minnesota
Pulse Start Metal Halide Fixture (320-750W) | Metal Halide | 456 | 370 | 545.9082 | 0.12126 | 108 | 175 | 283 | 0% | 15 |  | Minnesota
Pulse Start Metal Halide Fixture (≥750W) | Metal Halide | 1080 | 812 | 1701.2024 | 0.37788 | 10 | 270 | 280 | 0% | 15 |  | Minnesota
Energy Star LED Lamp (≤5W) | Halogen | 20 | 4 | 101.5643 | 0.02256 | 31.91 | 2 | 33.91 | 0% | 8 |  | Minnesota
Energy Star LED Lamp (5-10W) | Halogen | 30 | 6 | 152.3465 | 0.03384 | 37.79 | 2 | 39.79 | 0% | 8 |  | Minnesota
Energy Star LED Lamp (>10W) | Halogen | 55 | 17 | 241.2153 | 0.05358 | 62.96 | 2 | 64.96 | 0% | 8 |  | Minnesota
High Performance T8 (1-2 Lamp) | T8 | 32 | 22 | 63.4777 | 0.0141 | 15 |  |  | 0% | 15 |  | Illinois
High Performance T8 (3-4 Lamp) | T8 | 59 | 49 | 63.4777 | 0.0141 | 18 |  |  | 0% | 15 |  | Illinois
LED Parking Garage/Canopy (<30W) | 100W Metal Halide | 124.3 | 18.6 | 670.9593 | 0.14904 | 125 |  |  | 0% | 16 | 70000 | Illinois
LED Parking Garage/Canopy (30-75W) | 175W Metal Halide | 182.9 | 52.5 | 827.7492 | 0.18386 | 250 |  |  | 0% | 16 | 70000 | Illinois
LED Parking Garage/Canopy (≥75W) | 250W Metal Halide | 361.4 | 116.8 | 1552.6645 | 0.34489 | 375 |  |  | 0% | 16 | 70000 | Illinois
Lighting Optimization - Remove Lamp from T8 System |  | 58.5728 | 28.16 | 193.0535 | 0.042882 | 12 |  |  | 0% | 15 |  | Minnesota/Illinois
Lighting Optimization - Remove 2 Lamps from T8 System |  | 117.1456 | 56.32 | 386.1069 | 0.085764 | 24 |  |  | 0% | 15 |  | Minnesota/Illinois
T8 (≤4 ft, 1-2 Lamp) | T12 | 96 | 55 | 260.2586 | 0.05781 | 43 |  |  | 0% | 18
T8 (≤4 ft, 3-4 Lamp) | T12 | 171 | 108 | 399.9095 | 0.08883 | 55 |  |  | 0% | 18
T8 (5-8 ft, 1-2 Lamp) | T12 | 122 | 62 | 380.8662 | 0.0846 | 93 |  |  | 0% | 18
LED Linear Replacement Lamp (≤4ft) | T12 or T8 | 75 | 30 | 285.6497 | 0.06345 | 9.5 |  |  | 0% | 16
LED Linear Replacement Lamp (5-8ft) | T12 or T8 | 85 | 30 | 349.1273 | 0.07755 | 9.5 |  |  | 0% | 16
Lighting Controls
| Ceiling Mount Occupancy | Wall Mount Occupancy | Fixture Mount Occupancy | Fixture Mount Photo Sensor
WATTbase | 275 | 275 | 275 | 275 | PSC Colorado
WATTee | 192 | 192 | 192 | 178 | PSC Colorado
EFLH | 3100 | 3100 | 3100 | 3100 | Vision DSM
Savings Factor | 0.15 | 0.15 | 0.15 | 0.25 | Vision DSM
kW Saved per Unit | 0.011586 | 0.011586 | 0.011586 | 0.022567
kWh Saved per Unit | 362.793 | 362.793 | 362.793 | 423.987
Incremental Cost | 125 | 55 | 55 | 65 | PSC Colorado
Lifetime (years) | 8 | 8 | 8 | 8 | Illinois
LED Exit Sign
Wattspre | 46 | Illnois
Wattspost | 2
Hours | 8760
kW Saved per Unit | 0.06204
kWh Saved per Unit | 551.1792
Incremental Cost | 25 | Michigan
Total Cost | 35 | Michigan
Lifetime (years) | 15 | Arkansas
Central Air Conditioners
| 65 - 135 kBtuh | 135 - 240 kBtuh | 240 - 760 kBtuh | >760 kBtuh
Capacity (thousand Btu/h) | 84 | 120 | 240 | 760
Efficient Unit SEER/EER | 11.7 | 11.7 | 10.5 | 9.9 | CEE
Standard Unit SEER/EER | 11.2 | 11 | 10 | 9.7 | Illinois
kW Saved per Unit | 0.29263 | 0.5959 | 1.0434 | 1.4451
kWh Saved per Unit | 190.0641 | 387.0396 | 677.7143 | 938.6233
Incremental Cost | 700 | 1000 | 2000 | 6333.3333 | Michigan
Lifetime (years) | 15 | 15 | 15 | 15 | Illinois
Air Source Heat Pumps
| Split <65kBtuh | Single <65 kBtuh | 65 < 135 kBtuh | 135 < 240 kBtuh | >240 kBtuh |  | Annual Cooling Hours | 593
Capacity (thousand Btu/h) | 60 | 60 | 84 | 120 | 240 |  | Annual Heating Hours | 2434
Efficient Unit SEER/EER | 14 | 14 | 11.1 | 10.9 | 10.1 | CEE | Coincidence Factor | 91.3%
Efficient Unit HSPF/COP | 8.5 | 8 | 3.4 | 3.2 | 3.2 | CEE
Standard Unit SEER/EER | 13 | 13 | 11 | 10.6 | 9.5 | Illinois
Standard Unit HSPF/COP | 7.7 | 7.7 | 3.3 | 3.2 | 3.2 | Illinois
kW Saved per Unit | 0.30099 | 0.30099 | 0.062811 | 0.28447 | 1.3702
kWh Saved per Unit | 1980.5518 | 906.7283 | 1863.0421 | 184.7672 | 889.9635
Incremental Cost | 370 | 370 | 700 | 1000 | 2000 | Michigan
Lifetime (years) | 15 | 15 | 15 | 15 | 15 | Illinois
| 5 | 5 | 7 | 10 | 20
Geothermal Heat Pump
Capacity (Btu/h) | 120000
Efficient Unit EER | 17.1
Efficient Unit COP | 3.6
Standard Unit EER | 13.4
Standard Unit COP | 3.1
kW Saved per Unit | 2.0963 | Illinois
kWh Saved per Unit | 22212.789 | Illinois
Incremental Cost | 4100 | Illinois
Lifetime (years) | 15 | Illinois
Water Heaters | Electric Storage | Heat Pump
kW Saved per Unit | 0.2 | 0.082134 | Illinois
kWh Saved per Unit | 1780.85 | 1733.709 | Illinois
Incremental Cost | 1050 | 700 | Illinois/Michgan
Lifetime (years) | 5 | 15 | Illinois/Michgan
Motors | ODP | TEFC
Horsepower | 15 | 15
Existing Motor Efficiency | 91% | 91%
New Motor Efficiency | 93% | 92.4% | 1800 RPM
Annual Operating Hours | 4400 | 4400 | Office
Coincidence Factor | 38% | 38% | Ohio
kW Saved per Unit | 0.080391 | 0.056639
kWh Saved per Unit | 353.7219 | 249.2132
Incremental Cost | 115 | 115 | Ohio
Lifetime (years) | 15 | 15 | Ohio
Chiller
Tons | 50
Standard Full Load/IPLV | 9.562
Efficient Full Load/IPLV | 10
Annual Operating Hours | 975 | Vision DSM Retail
Coincidence Factor | 67% | Illinois
kW Saved per Unit | 1.8414
kWh Saved per Unit | 2679.6695
Incremental Cost | 6350 | Illinois
Lifetime (years) | 20 | Illinois

## General Inputs
Black Hills Power - South Dakota
Discount Rate | 8.84%
Energy Line Losses | 1.047
Peak Line Losses | 1.047
| Escalation Rate | 2008 | 2014 | 2015 | 2016 | 2017 | 2018 | 2019 | 2020 | 2021 | 2022 | 2023 | 2024 | 2025 | 2026 | 2027 | 2028 | 2029 | 2030 | 2031 | 2032 | 2033
Avoided Energy Cost ($/kWh) | 1.5% | 0.03641 | 0.039812 | 0.040409 | 0.041016 | 0.041631 | 0.042255 | 0.042889 | 0.043532 | 0.044185 | 0.044848 | 0.045521 | 0.046204 | 0.046897 | 0.0476 | 0.048314 | 0.049039 | 0.049775 | 0.050521 | 0.051279 | 0.052048 | 0.052829
Avoided Demand Forecast ($/kW-year) | 1.5% | 13.6944 | 14.974 | 15.1987 | 15.4266 | 15.658 | 15.8929 | 16.1313 | 16.3733 | 16.6189 | 16.8681 | 17.1212 | 17.378 | 17.6387 | 17.9032 | 18.1718 | 18.4444 | 18.721 | 19.0018 | 19.2869 | 19.5762 | 19.8698
Environmental Costs ($/kWh) | 0% | 0.0114 | 0.0114 | 0.0114 | 0.0114 | 0.0114 | 0.0114 | 0.0114 | 0.0114 | 0.0114 | 0.0114 | 0.0114 | 0.0114 | 0.0114 | 0.0114 | 0.0114 | 0.0114 | 0.0114 | 0.0114 | 0.0114 | 0.0114 | 0.0114
Average Retail Rate ($/kWh)
Residential | 1.5% |  | 0.13423 | 0.13624 | 0.13829 | 0.14036 | 0.14247 | 0.1446 | 0.14677 | 0.14897 | 0.15121 | 0.15348 | 0.15578 | 0.15812 | 0.16049 | 0.1629 | 0.16534 | 0.16782 | 0.17034 | 0.17289 | 0.17548 | 0.17812
Residential All Electric | 1.5% |  | 0.1092 | 0.11084 | 0.1125 | 0.11419 | 0.1159 | 0.11764 | 0.1194 | 0.12119 | 0.12301 | 0.12486 | 0.12673 | 0.12863 | 0.13056 | 0.13252 | 0.1345 | 0.13652 | 0.13857 | 0.14065 | 0.14276 | 0.1449
Commercial | 1.5% |  | 0.12754 | 0.12945 | 0.1314 | 0.13337 | 0.13537 | 0.1374 | 0.13946 | 0.14155 | 0.14367 | 0.14583 | 0.14802 | 0.15024 | 0.15249 | 0.15478 | 0.1571 | 0.15946 | 0.16185 | 0.16428 | 0.16674 | 0.16924
Industrial | 1.5% |  | 0.081393 | 0.082614 | 0.083853 | 0.085111 | 0.086387 | 0.087683 | 0.088999 | 0.090333 | 0.091688 | 0.093064 | 0.09446 | 0.095877 | 0.097315 | 0.098775 | 0.10026 | 0.10176 | 0.10329 | 0.10484 | 0.10641 | 0.108
C&I |  |  | 0.10447 | 0.10603 | 0.10762 | 0.10924 | 0.11088 | 0.11254 | 0.11423 | 0.11594 | 0.11768 | 0.11945 | 0.12124 | 0.12306 | 0.1249 | 0.12678 | 0.12868 | 0.13061 | 0.13257 | 0.13456 | 0.13657 | 0.13862
Pages from Energy Efficiency Solutions Plan_RateAssumptions (see email from Don Martinez 11/4/2013)
2014 Rates were increased 8% per Jim & Don (12.11.13 meeting)