## Att A pg 1
Montana-Dakota Utilities Co.
Electric Utility - South Dakota
Lambda and Capacity Costs
2020
Lambda
|  | On-Peak | Off-Peak | Total
Month |  | $/MWh | $/MWh | $/MWh
January | 2020 |  | 30.34 | 30.34
February | 2020 |  | 30.04 | 30.04
March | 2020 |  | 24.24 | 24.24
April | 2020 |  | 23.14 | 23.14
May | 2020 |  | 17.92 | 17.92
June | 2020 | 18.39 | 16.98 | 17.32
July | 2020 | 26.04 | 25.91 | 25.94
August | 2020 | 28.68 | 25.77 | 26.43
September | 2020 | 24.65 | 24.65 | 24.65
October | 2020 |  | 24.58 | 24.58
November | 2020 |  | 25.47 | 25.47
December | 2020 |  | 26.61 | 26.61
Average |  | 24.44 | 24.64 | 24.72
Monthly Capacity Payments
Rate 96 | 7.539 | $/kW-Month | (Cost of an installed peaking
combustion turbine)

## Att A pg 2
Montana-Dakota Utilities Co.
Electric Utility - South Dakota
Calculation of Capacity Payments
| 2022 |  |  | 2019 | 878
|  |  |  | 2020 | 908.73
|  |  |  | 2021 | 940.54
| Rate 96 |  |  | 2022 | 973.46
| Capital cost of combustion turbine | 973 | 1/
| Levelized Fixed Charge | 9.298% | 2/
| Monthly Capacity Payments: | 7.539 | $/kW-Month 3/
1/ | Cost of combustion turbine based on projected cost of a GE 7EA simple cycle unit in 2019 dollars of $878 escalated at a rate of 3.5% per year to 2022.
2/ | See Attachment A pages 2-5.
3/ | Rate 96 Capacity Payment formula: = $878 x 1.035^(2022-2019) x .09298 / 12

## Att A pg 3-5
Montana-Dakota Utilities Co.
Electric Utility- South Dakota
2020 Avoided Cost Rate Update
Levelized Fixed Charge Rate - CT
|  | (1) | (2) | (3) | (4) | (5) | (6) | (7) | (8) | (9) | (10) | (11) | (12)
|  | (7): Present; (9): Accum. | Tax | Deferred
|  | Net |  | Book |  | Ad Valorem | Total | Value | Present | Present |  | Depr. | Income | Acc.
| Year | Investment | Return | Depr. | O&M | Tax | Charge | Factor | Value | Value | LFCR | Accel. | Tax | DIT
1 | 1 | 1 | 0.08292 | 0.025 | 0.01 | 0.00394 | 0.12186 | 0.9343 | 0.11385 | 0.11385 | 0.12186 | 0.05 | 0.00525 | 0.00525
2 | 2 | 0.96975 | 0.080412 | 0.025 | 0.01 | 0.00394 | 0.11935 | 0.87292 | 0.10418 | 0.21804 | 0.12065 | 0.095 | 0.0147 | 0.01995
3 | 3 | 0.93005 | 0.07712 | 0.025 | 0.01 | 0.00394 | 0.11606 | 0.81557 | 0.094654 | 0.31269 | 0.11922 | 0.0855 | 0.012705 | 0.032655
4 | 4 | 0.89234 | 0.073993 | 0.025 | 0.01 | 0.00394 | 0.11293 | 0.76198 | 0.086053 | 0.39875 | 0.11781 | 0.077 | 0.01092 | 0.043575
5 | 5 | 0.85642 | 0.071015 | 0.025 | 0.01 | 0.00394 | 0.10995 | 0.71192 | 0.078279 | 0.47702 | 0.11644 | 0.0693 | 0.009303 | 0.052878
6 | 6 | 0.82212 | 0.06817 | 0.025 | 0.01 | 0.00394 | 0.10711 | 0.66515 | 0.071244 | 0.54827 | 0.11514 | 0.0623 | 0.007833 | 0.060711
7 | 7 | 0.78929 | 0.065448 | 0.025 | 0.01 | 0.00394 | 0.10439 | 0.62145 | 0.064872 | 0.61314 | 0.1139 | 0.059 | 0.00714 | 0.067851
8 | 8 | 0.75715 | 0.062783 | 0.025 | 0.01 | 0.00394 | 0.10172 | 0.58062 | 0.059062 | 0.6722 | 0.11271 | 0.059 | 0.00714 | 0.074991
9 | 9 | 0.72501 | 0.060118 | 0.025 | 0.01 | 0.00394 | 0.099058 | 0.54247 | 0.053736 | 0.72594 | 0.11157 | 0.0591 | 0.007161 | 0.082152
10 | 10 | 0.69285 | 0.057451 | 0.025 | 0.01 | 0.00394 | 0.096391 | 0.50683 | 0.048854 | 0.77479 | 0.11048 | 0.059 | 0.00714 | 0.089292
11 | 11 | 0.66071 | 0.054786 | 0.025 | 0.01 | 0.00394 | 0.093726 | 0.47353 | 0.044382 | 0.81917 | 0.10942 | 0.0591 | 0.007161 | 0.096453
12 | 12 | 0.62855 | 0.052119 | 0.025 | 0.01 | 0.00394 | 0.091059 | 0.44242 | 0.040287 | 0.85946 | 0.10839 | 0.059 | 0.00714 | 0.10359
13 | 13 | 0.59641 | 0.049454 | 0.025 | 0.01 | 0.00394 | 0.088394 | 0.41335 | 0.036538 | 0.896 | 0.1074 | 0.0591 | 0.007161 | 0.11075
14 | 14 | 0.56425 | 0.046787 | 0.025 | 0.01 | 0.00394 | 0.085727 | 0.3862 | 0.033108 | 0.92911 | 0.10644 | 0.059 | 0.00714 | 0.11789
15 | 15 | 0.53211 | 0.044122 | 0.025 | 0.01 | 0.00394 | 0.083062 | 0.36082 | 0.029971 | 0.95908 | 0.10551 | 0.0591 | 0.007161 | 0.12505
16 | 16 | 0.49994 | 0.041455 | 0.025 | 0.01 | 0.00394 | 0.080395 | 0.33712 | 0.027103 | 0.98618 | 0.10462 | 0.0295 | 0.000945 | 0.126
17 | 17 | 0.474 | 0.039304 | 0.025 | 0.01 | 0.00394 | 0.078244 | 0.31497 | 0.024644 | 1.0108 | 0.10376 | 0 | -0.00525 | 0.12075
18 | 18 | 0.45425 | 0.037666 | 0.025 | 0.01 | 0.00394 | 0.076606 | 0.29428 | 0.022543 | 1.0334 | 0.10297 | 0 | -0.00525 | 0.1155
19 | 19 | 0.4345 | 0.036029 | 0.025 | 0.01 | 0.00394 | 0.074969 | 0.27494 | 0.020612 | 1.054 | 0.10222 | 0 | -0.00525 | 0.11025
20 | 20 | 0.41475 | 0.034391 | 0.025 | 0.01 | 0.00394 | 0.073331 | 0.25688 | 0.018837 | 1.0728 | 0.10152 | 0 | -0.00525 | 0.105
21 | 21 | 0.395 | 0.032753 | 0.025 | 0.01 | 0.00394 | 0.071693 | 0.24 | 0.017207 | 1.09 | 0.10086 | 0 | -0.00525 | 0.09975
22 | 22 | 0.37525 | 0.031116 | 0.025 | 0.01 | 0.00394 | 0.070056 | 0.22423 | 0.015709 | 1.1057 | 0.10023 | 0 | -0.00525 | 0.0945
23 | 23 | 0.3555 | 0.029478 | 0.025 | 0.01 | 0.00394 | 0.068418 | 0.2095 | 0.014334 | 1.1201 | 0.099637 | 0 | -0.00525 | 0.08925
24 | 24 | 0.33575 | 0.02784 | 0.025 | 0.01 | 0.00394 | 0.06678 | 0.19574 | 0.013071 | 1.1331 | 0.099075 | 0 | -0.00525 | 0.084
25 | 25 | 0.316 | 0.026203 | 0.025 | 0.01 | 0.00394 | 0.065143 | 0.18288 | 0.011913 | 1.1451 | 0.098541 | 0 | -0.00525 | 0.07875
26 | 26 | 0.29625 | 0.024565 | 0.025 | 0.01 | 0.00394 | 0.063505 | 0.17086 | 0.010851 | 1.1559 | 0.098033 | 0 | -0.00525 | 0.0735
27 | 27 | 0.2765 | 0.022927 | 0.025 | 0.01 | 0.00394 | 0.061867 | 0.15964 | 0.0098763 | 1.1658 | 0.09755 | 0 | -0.00525 | 0.06825
28 | 28 | 0.25675 | 0.02129 | 0.025 | 0.01 | 0.00394 | 0.06023 | 0.14915 | 0.0089832 | 1.1748 | 0.09709 | 0 | -0.00525 | 0.063
29 | 29 | 0.237 | 0.019652 | 0.025 | 0.01 | 0.00394 | 0.058592 | 0.13935 | 0.0081648 | 1.1829 | 0.096652 | 0 | -0.00525 | 0.05775
30 | 30 | 0.21725 | 0.018014 | 0.025 | 0.01 | 0.00394 | 0.056954 | 0.13019 | 0.0074151 | 1.1903 | 0.096234 | 0 | -0.00525 | 0.0525
31 | 31 | 0.1975 | 0.016377 | 0.025 | 0.01 | 0.00394 | 0.055317 | 0.12164 | 0.0067287 | 1.1971 | 0.095835 | 0 | -0.00525 | 0.04725
32 | 32 | 0.17775 | 0.014739 | 0.025 | 0.01 | 0.00394 | 0.053679 | 0.11365 | 0.0061005 | 1.2032 | 0.095455 | 0 | -0.00525 | 0.042
33 | 33 | 0.158 | 0.013101 | 0.025 | 0.01 | 0.00394 | 0.052041 | 0.10618 | 0.0055258 | 1.2087 | 0.095093 | 0 | -0.00525 | 0.03675
34 | 34 | 0.13825 | 0.011464 | 0.025 | 0.01 | 0.00394 | 0.050404 | 0.099206 | 0.0050003 | 1.2137 | 0.094747 | 0 | -0.00525 | 0.0315
35 | 35 | 0.1185 | 0.009826 | 0.025 | 0.01 | 0.00394 | 0.048766 | 0.092688 | 0.00452 | 1.2182 | 0.094416 | 0 | -0.00525 | 0.02625
36 | 36 | 0.09875 | 0.0081883 | 0.025 | 0.01 | 0.00394 | 0.047128 | 0.086598 | 0.0040812 | 1.2223 | 0.094101 | 0 | -0.00525 | 0.021
37 | 37 | 0.079 | 0.0065507 | 0.025 | 0.01 | 0.00394 | 0.045491 | 0.080909 | 0.0036806 | 1.226 | 0.0938 | 0 | -0.00525 | 0.01575
38 | 38 | 0.05925 | 0.004913 | 0.025 | 0.01 | 0.00394 | 0.043853 | 0.075593 | 0.003315 | 1.2293 | 0.093513 | 0 | -0.00525 | 0.0105
39 | 39 | 0.0395 | 0.0032753 | 0.025 | 0.01 | 0.00394 | 0.042215 | 0.070627 | 0.0029815 | 1.2323 | 0.093239 | 0 | -0.00525 | 0.00525
40 | 40 | 0.01975 | 0.0016377 | 0.025 | 0.01 | 0.00394 | 0.040578 | 0.065986 | 0.0026776 | 1.235 | 0.092977 | 0 | -0.00525 | -7.4593e-17
41 |  | (4): 0
42 |  | (4): 0
43 |  | (4): 0
44 |  | (4): 0
45 |  | (4): 0
46 |  | (4): 0
47 |  | (4): 0
48 |  | (4): 0
49 |  | (4): 0
50 |  | (4): 0
51 |  | (4): 0
52 |  | (4): 0
53 |  | (4): 0
54 |  | (4): 0
55 |  | (4): 0
(1) Prior year's Net investment - Book Depreciation - Deferred Income Tax.
(2) Return (adjusted for taxes) x Net Investment.
(3) Depreciation rate based on the life of the investment.
(4) Distribution O&M expense as percent of distribution plant.
(5) Ad valorem tax rate on distribution plant.
(6) Sum of return, depreciation, O&M and ad valorem taxes.
(7) Present value factor reflecting overall rate of return.
(8) Present value factor x total charge.
(9) Accumulated present value.
(10) Levelized fixed charge rate = accumulated present value x ((+ROR*(1+ROR)˄book life)/((1+ROR)˄book life-1)
(11) Tax depreciation rates for a CT uses a 15 year tax life.
(12) (Tax life - book life) x tax rate.
Assumptions
ROR |  | (5): 7.032%
ROR with taxes |  | (5): 8.292%
Federal Tax Rate |  | (5): 21%
State Tax Rate
Combined Federal/State Tax Rate |  | (5): 21%
1 - Tax Rate |  | (5): 79%
Service Life of Asset (in years) |  | (5): 40
Tax Life (in years - 5, 7, 10, 15, 20 , or 39) |  | (5): 15
Property Tax Rate |  | (5): 0.394%

## Att A wp 1
MACRS Depreciation table
Depreciation Method: 200 or 150 Percent Declining Balance Switching to Straight Line
Convention: Half-Year
Tax Life (Years)
| 5 | 7 | 10 | 15 | 20 | 39
1 | 20% | 14.29% | 10% | 5% | 3.75% | 1.284%
2 | 32% | 24.49% | 18% | 9.5% | 7.219% | 2.564%
3 | 19.2% | 17.49% | 14.4% | 8.55% | 6.677% | 2.564%
4 | 11.52% | 12.49% | 11.52% | 7.7% | 6.177% | 2.564%
5 | 11.52% | 8.93% | 9.22% | 6.93% | 5.713% | 2.564%
6 | 5.76% | 8.92% | 7.37% | 6.23% | 5.285% | 2.564%
7 | 0% | 8.93% | 6.55% | 5.9% | 4.888% | 2.564% | 0.074294 | TOTAL(I8) =COMPO-(TAXPCT*DEBT)
8 | 0% | 4.46% | 6.55% | 5.9% | 4.522% | 2.564%
9 | 0% | 0% | 6.56% | 5.91% | 4.462% | 2.564%
10 | 0% | 0% | 6.55% | 5.9% | 4.461% | 2.564%
11 | 0% | 0% | 3.28% | 5.91% | 4.462% | 2.564%
12 | 0% | 0% | 0% | 5.9% | 4.461% | 2.564%
13 | 0% | 0% | 0% | 5.91% | 4.462% | 2.564%
14 | 0% | 0% | 0% | 5.9% | 4.461% | 2.564%
15 | 0% | 0% | 0% | 5.91% | 4.462% | 2.564%
16 | 0% | 0% | 0% | 2.95% | 4.461% | 2.564%
17 | 0% | 0% | 0% | 0% | 4.462% | 2.564%
18 | 0% | 0% | 0% | 0% | 4.461% | 2.564%
19 | 0% | 0% | 0% | 0% | 4.462% | 2.564%
20 | 0% | 0% | 0% | 0% | 4.461% | 2.564%
21 | 0% | 0% | 0% | 0% | 2.231% | 2.564%
22 | 0% | 0% | 0% | 0% | 0% | 2.564%
23 | 0% | 0% | 0% | 0% | 0% | 2.564%
24 | 0% | 0% | 0% | 0% | 0% | 2.564%
25 | 0% | 0% | 0% | 0% | 0% | 2.564%
26 | 0% | 0% | 0% | 0% | 0% | 2.564%
27 | 0% | 0% | 0% | 0% | 0% | 2.564%
28 | 0% | 0% | 0% | 0% | 0% | 2.564%
29 | 0% | 0% | 0% | 0% | 0% | 2.564%
30 | 0% | 0% | 0% | 0% | 0% | 2.564%
31 | 0% | 0% | 0% | 0% | 0% | 2.564%
32 | 0% | 0% | 0% | 0% | 0% | 2.564%
33 | 0% | 0% | 0% | 0% | 0% | 2.564%
34 | 0% | 0% | 0% | 0% | 0% | 2.564%
35 | 0% | 0% | 0% | 0% | 0% | 2.564%
36 | 0% | 0% | 0% | 0% | 0% | 2.564%
37 | 0% | 0% | 0% | 0% | 0% | 2.564%
38 | 0% | 0% | 0% | 0% | 0% | 2.564%
39 | 0% | 0% | 0% | 0% | 0% | 2.564%
40 | 0% | 0% | 0% | 0% | 0% | 1.284%

## Att A wp 2
Montana-Dakota Utilities Co.
Electric Utility- South Dakota
2020 Avoided Cost Rate Update
Levelized Fixed Charge Rate - CT
Summary of Results
Sum of Present Values 1/ |  | 1.235
Capital Recovery Factor 2/ |  | 0.075288
Levelized Fixed Charge 3/ |  | 9.298%
1/ Sum of annual net present values.
2/ ((+ROR*(1+ROR)˄book life)/((1+ROR)˄book life-1).
3/ Product of annual present value x capital recovery factor.
Capital recovery factor
((+ROR*(1+ROR)˄remaining life)/((1+ROR)˄remaining life-1) |  |  |  | ˄
((+ROR*(1+ROR)˄remaining life)
((1+ROR)˄remaining life-1)
0.07032 | 1.0703 | 15.1546 | 1.0657
1.0703 | 15.1546 |  | 14.1546
0.075288

## Att A wp 3
No. | Station | Generation | Capacity Factor | Units Started | Fuel Offtake | Average Heat Rate | Hours of Operation | Fuel Price | Fuel Cost | Start & Shutdown Cost | FO&M Cost | VO&M Cost | Production Cost | Total Cost | Total Cost
# | Name | GWh | % | # | 1000 MMBTU | BTU/kWh | hrs | $/MMBTU | $000 | $000 | $000 | $000 | $/MWh | $/MWh | $000
1 | Big Stone I | 62.1429 | 76.9819 | 1 | 653.6674 | 10518.7828 | 672 | 1.8272 | 1194.4089 | 0 | 230.7673 | 284.7679 | 23.8028 | 27.5163 | 1709.9441
2 | Coyote | 67.4315 | 84.6253 | 1 | 764.4268 | 11336.3455 | 672 | 1.983 | 1515.8545 | 0 | 339.2908 | 245.1742 | 26.1158 | 31.1475 | 2100.3194
3 | Heskett 1 | 5.208 | 26.8199 | 0 | 107.4893 | 20639.2666 | 744 | 3.0675 | 329.7267 | 0 | 196.3883 | 31.6866 | 69.3958 | 107.1048 | 557.8016
4 | Heskett 2 | 37.2 | 66.7557 | 0 | 479.9283 | 12901.2992 | 744 | 3.072 | 1474.3312 | 0 | 357.2659 | 268.1354 | 46.8405 | 56.4444 | 2099.7324
5 | Lewis & Clark | 25.296 | 72.3404 | 0 | 335.1973 | 13251 | 744 | 2.014 | 675.0769 | 0 | 377.628 | 229.4914 | 35.7593 | 50.6877 | 1282.1963
6 | Lewis & Clark pk | 0 | 0 | 0 | 0 | 0 | 0 | 0 | 0 | 0 | 0 | 0 | 0 | 0 | 0
7 | Glendive CT 1 | 0 | 0 | 0 | 0 | 0 | 0 | 0 | 0 | 0 | 13.0455 | 0 | 0 | 0 | 13.0455
8 | Glendive CT 2 | 0 | 0 | 0 | 0 | 0 | 0 | 0 | 0 | 0 | 26.8305 | 0 | 0 | 0 | 26.8305
9 | Glendive Diesel | 0 | 0 | 0 | 0 | 0 | 0 | 0 | 0 | 0 | 2.7478 | 0 | 0 | 0 | 2.7478
10 | Heskett 3 CT | 0 | 0 | 0 | 0 | 0 | 0 | 0 | 0 | 0 | 225.6257 | 0 | 0 | 0 | 225.6257
11 | Heskett 4 CT | 0 | 0 | 0 | 0 | 0 | 0 | 0 | 0 | 0 | 0 | 0 | 0 | 0 | 0
12 | Lewis & Clark 2 CT | 0 | 0 | 0 | 0 | 0 | 0 | 0 | 0 | 0 | 52.9903 | 0 | 0 | 0 | 52.9903
13 | Miles City CT | 0 | 0 | 0 | 0 | 0 | 0 | 0 | 0 | 0 | 15.8024 | 0 | 0 | 0 | 15.8024
14 | Demand Response Program | 0 | 0 | 4 | 0 | 0 | 0 | 0 | 0 | 0 | 0.93682 | 0 | 0 | 0 | 0.93682
15 | Ft. Peck Capacity | 1.3204 | 86.5708 | 0 | 1.3204 | 1000 | 744 | 33.25 | 43.9026 | 0 | 0 | 0 | 33.25 | 33.25 | 43.9026
16 | Heskett 3 Firm | 0 | 0 | 4 | 0 | 0 | 0 | 0 | 0 | 0 | 17.0075 | 0 | 0 | 0 | 17.0075
17 | Lewis & Clark 2 CT Firm | 0 | 0 | 4 | 0 | 0 | 0 | 0 | 0 | 0 | 45.0562 | 0 | 0 | 0 | 45.0562
18 | MISO Sales | -4.7648 | 0.64043 | [5 empty] | -144.6107 |  |  |  |  | 30.35 | -144.6107
19 | MISO Purchases | 52.7429 | 28.3564 | 1 | 52.7429 | 1000 | 599 | 30.35 | 1600.7473 | 0 | 0 | 0 | 30.35 | 30.35 | 1600.7473
20 | ND State Capitol | 0 | 0 | 0 | 0 | 0 | 0 | 0 | 0 | 0 | 10.8288 | 0 | 0 | 0 | 10.8288
21 | Williston Water Plant | 0 | 0 | 0 | 0 | 0 | 0 | 0 | 0 | 0 | 10.1918 | 0 | 0 | 0 | 10.1918
22 | Cedar Hills | 4.6996 | 32.1786 | 130 | 0 | 0 | 683 | 0 | 0 | 0 | 35.9672 | 0 | 0 | 7.6533 | 35.9672
23 | Diamond Willow | 9.0286 | 40.1828 | 160 | 0 | 0 | 679 | 0 | 0 | 0 | 52.1666 | 0 | 0 | 5.7779 | 52.1666
24 | Glen Ullin Stat6 | 3.1248 | 87.5 | 0 | 3.1248 | 1000 | 744 | 7.77 | 24.2797 | 0 | 48.7035 | 0 | 7.77 | 23.3561 | 72.9832
25 | Thunder Spirit | 67.9101 | 60.8514 | 420 | 0 | 0 | 703 | 0 | 0 | 0 | 268.7369 | 0 | 0 | 3.9572 | 268.7369
| Total: | 331.34 | [6 empty] | 6713.7171 | 0 | 2327.9777 | 1059.2554 | 23.4592 | 30.4852 | 10100.9501
Time of Day Marginal Cost Summary
No. | Timeslice | Total Hours | % of Hrs | Average Marg Cost
1 | Summer Off Peak | 0 | 0% | 0
2 | Summer On Peak | 0 | 0% | 0
3 | Winter Off Peak | 744 | 100% | 30.3441
| Total: | 744 | 100% | 30.3441
Fuel Use Report
No. | Fuel | Generation | Price | Cost | Offtake | Transport Cost | Units Used | Production Cost | Total Cost
# | Name | GWH | $/MMBTU | $000 | 1000 MMBTU | $000 | # | $/MMBTU | $000
1 | Bigstone Subbit | 61.9875 | 1.7849 | 1163.8266 | 652.0332 | 5.0785 | 39445.4469 | 1.7927 | 1168.9051
2 | Coyote Lignite | 67.2629 | 1.9368 | 1476.8141 | 762.5157 | 3.6105 | 55254.7619 | 1.9415 | 1480.4246
3 | Heskett1 Lignite | 5.208 | 3.0675 | 329.7267 | 107.4893 | 13.7558 | 7655.9331 | 3.1955 | 343.4825
4 | Heskett2 Lignite | 37.1665 | 3.0718 | 1472.9158 | 479.4964 | 61.363 | 34152.165 | 3.1998 | 1534.2788
5 | L&C Lignite | 25.2277 | 2.0133 | 673.042 | 334.2923 | 15.8157 | 25191.5798 | 2.0606 | 688.8576
6 | Heskett2 Gas | 0.03348 | 3.2769 | 1.4154 | 0.43194 | 0 | 387.7338 | 3.2769 | 1.4154
7 | L&C Gas | 0.068299 | 2.2485 | 2.035 | 0.90503 | 0 | 748.5796 | 2.2485 | 2.035
8 | L&C Gas | 0 | 2.2485 | 0 | 0 | 0 | 0 | 0 | 0
9 | Glendive1 Gas | 0 | 3.6058 | 0 | 0 | 0 | 0 | 0 | 0
10 | Glendive2 Gas | 0 | 3.6058 | 0 | 0 | 0 | 0 | 0 | 0
11 | Heskett3 Gas | 0 | 3.5124 | 0 | 0 | 0 | 0 | 0 | 0
12 | Heskett4 Gas | 0 | 3.5124 | 0 | 0 | 0 | #N/A | 0 | 0
13 | Heskett3 Gas | 0 | 3.5124 | 0 | 0 | 0 | 0 | 0 | 0
14 | Heskett4 Gas | 0 | 3.5124 | 0 | 0 | 0 | #N/A | 0 | 0
15 | MilesCity Gas | 0 | 3.3967 | 0 | 0 | 0 | 0 | 0 | 0
16 | BigStone Oil | 0.15536 | 18.7143 | 30.5823 | 1.6342 | 0 | 11672.6322 | 18.7143 | 30.5823
17 | Coyote Oil | 0.16858 | 20.4286 | 39.0404 | 1.9111 | 0 | 13650.4782 | 20.4286 | 39.0404
18 | Glendive Diesel | 0 | 20.4286 | 0 | 0 | 0 | 0 | 0 | 0

## Att A wp 4
No. | Station | Generation | Capacity Factor | Units Started | Fuel Offtake | Average Heat Rate | Hours of Operation | Fuel Price | Fuel Cost | Start & Shutdown Cost | FO&M Cost | VO&M Cost | Production Cost | Total Cost | Total Cost
# | Name | GWh | % | # | 1000 MMBTU | BTU/kWh | hrs | $/MMBTU | $000 | $000 | $000 | $000 | $/MWh | $/MWh | $000
1 | Big Stone I | 64.467 | 85.3687 | 0 | 678.0736 | 10518.1505 | 696 | 1.8272 | 1239.005 | 0 | 215.8791 | 295.4181 | 23.8017 | 27.1504 | 1750.3022
2 | Coyote | 69.948 | 93.8375 | 0 | 792.782 | 11333.8763 | 696 | 1.983 | 1572.0827 | 0 | 317.401 | 254.3239 | 26.1109 | 30.6486 | 2143.8076
3 | Heskett 1 | 4.872 | 26.8199 | 0 | 100.5545 | 20639.2666 | 696 | 3.0675 | 308.454 | 0 | 183.7181 | 29.6423 | 69.3958 | 107.1048 | 521.8144
4 | Heskett 2 | 34.8 | 66.7557 | 0 | 448.9652 | 12901.2992 | 696 | 3.072 | 1379.213 | 0 | 334.2164 | 250.8363 | 46.8405 | 56.4444 | 1964.2658
5 | Lewis & Clark | 23.664 | 72.3404 | 0 | 313.5717 | 13251 | 696 | 2.014 | 631.5236 | 0 | 353.2649 | 214.6855 | 35.7593 | 50.6877 | 1199.474
6 | Lewis & Clark pk | 0 | 0 | 0 | 0 | 0 | 0 | 0 | 0 | 0 | 0 | 0 | 0 | 0 | 0
7 | Glendive CT 1 | 0 | 0 | 0 | 0 | 0 | 0 | 0 | 0 | 0 | 12.2038 | 0 | 0 | 0 | 12.2038
8 | Glendive CT 2 | 0 | 0 | 0 | 0 | 0 | 0 | 0 | 0 | 0 | 25.0995 | 0 | 0 | 0 | 25.0995
9 | Glendive Diesel | 0 | 0 | 0 | 0 | 0 | 0 | 0 | 0 | 0 | 2.5705 | 0 | 0 | 0 | 2.5705
10 | Heskett 3 CT | 0 | 0 | 0 | 0 | 0 | 0 | 0 | 0 | 0 | 211.0692 | 0 | 0 | 0 | 211.0692
11 | Heskett 4 CT | 0 | 0 | 0 | 0 | 0 | 0 | 0 | 0 | 0 | 0 | 0 | 0 | 0 | 0
12 | Lewis & Clark 2 CT | 0 | 0 | 0 | 0 | 0 | 0 | 0 | 0 | 0 | 49.5716 | 0 | 0 | 0 | 49.5716
13 | Miles City CT | 0 | 0 | 0 | 0 | 0 | 0 | 0 | 0 | 0 | 14.7829 | 0 | 0 | 0 | 14.7829
14 | Demand Response Program | 0 | 0 | 4 | 0 | 0 | 0 | 0 | 0 | 0 | 0 | 0 | 0 | 0 | 0
15 | Ft. Peck Capacity | 1.3282 | 93.092 | 0 | 1.3282 | 1000 | 696 | 33.25 | 44.1638 | 0 | 0 | 0 | 33.25 | 33.25 | 44.1638
16 | Heskett 3 Firm | 0 | 0 | 4 | 0 | 0 | 0 | 0 | 0 | 0 | 15.9103 | 0 | 0 | 0 | 15.9103
17 | Lewis & Clark 2 CT Firm | 0 | 0 | 4 | 0 | 0 | 0 | 0 | 0 | 0 | 42.1493 | 0 | 0 | 0 | 42.1493
18 | MISO Sales | -7.7402 | 1.1121 | [5 empty] | -232.5923 |  |  |  |  | 30.05 | -232.5923
19 | MISO Purchases | 43.4423 | 24.9668 | 2 | 43.4423 | 1000 | 523 | 30.05 | 1305.4414 | 0 | 0 | 0 | 30.05 | 30.05 | 1305.4414
20 | ND State Capitol | 0 | 0 | 0 | 0 | 0 | 0 | 0 | 0 | 0 | 10.1301 | 0 | 0 | 0 | 10.1301
21 | Williston Water Plant | 0 | 0 | 0 | 0 | 0 | 0 | 0 | 0 | 0 | 9.5342 | 0 | 0 | 0 | 9.5342
22 | Cedar Hills | 3.9707 | 29.0627 | 234 | 0 | 0 | 598 | 0 | 0 | 0 | 33.6467 | 0 | 0 | 8.4738 | 33.6467
23 | Diamond Willow | 7.8718 | 37.4507 | 400 | 0 | 0 | 641 | 0 | 0 | 0 | 48.801 | 0 | 0 | 6.1994 | 48.801
24 | Glen Ullin Stat6 | 2.9232 | 87.5 | 0 | 2.9232 | 1000 | 696 | 7.77 | 22.7133 | 0 | 45.5614 | 0 | 7.77 | 23.3561 | 68.2746
25 | Thunder Spirit | 47.3549 | 45.3591 | 960 | 0 | 0 | 656 | 0 | 0 | 0 | 251.399 | 0 | 0 | 5.3088 | 251.399
| Total: | 296.902 | [6 empty] | 6270.0045 | 0 | 2176.9092 | 1044.9061 | 24.6375 | 31.9695 | 9491.8198
Time of Day Marginal Cost Summary
No. | Timeslice | Total Hours | % of Hrs | Average Marg Cost
1 | Summer Off Peak | 0 | 0% | 0
2 | Summer On Peak | 0 | 0% | 0
3 | Winter Off Peak | 696 | 100% | 30.0432
| Total: | 696 | 100% | 30.0432
Fuel Use Report
No. | Fuel | Generation | Price | Cost | Offtake | Transport Cost | Units Used | Production Cost | Total Cost
# | Name | GWH | $/MMBTU | $000 | 1000 MMBTU | $000 | # | $/MMBTU | $000
1 | Bigstone Subbit | 64.3058 | 1.7849 | 1207.2808 | 676.3784 | 5.2681 | 40918.2351 | 1.7927 | 1212.5489
2 | Coyote Lignite | 69.7731 | 1.9368 | 1531.5942 | 790.8 | 3.7444 | 57304.3495 | 1.9415 | 1535.3386
3 | Heskett1 Lignite | 4.872 | 3.0675 | 308.454 | 100.5545 | 12.8684 | 7162.0019 | 3.1955 | 321.3224
4 | Heskett2 Lignite | 34.7687 | 3.0718 | 1377.8889 | 448.5611 | 57.4041 | 31948.7995 | 3.1998 | 1435.2931
5 | L&C Lignite | 23.6001 | 2.0133 | 629.6199 | 312.725 | 14.7953 | 23566.3165 | 2.0606 | 644.4152
6 | Heskett2 Gas | 0.03132 | 3.2769 | 1.3241 | 0.40407 | 0 | 362.7188 | 3.2769 | 1.3241
7 | L&C Gas | 0.063893 | 2.2485 | 1.9037 | 0.84664 | 0 | 700.2841 | 2.2485 | 1.9037
8 | L&C Gas | 0 | 2.2485 | 0 | 0 | 0 | 0 | 0 | 0
9 | Glendive1 Gas | 0 | 3.6058 | 0 | 0 | 0 | 0 | 0 | 0
10 | Glendive2 Gas | 0 | 3.6058 | 0 | 0 | 0 | 0 | 0 | 0
11 | Heskett3 Gas | 0 | 3.5124 | 0 | 0 | 0 | 0 | 0 | 0
12 | Heskett4 Gas | 0 | 3.5124 | 0 | 0 | 0 | #N/A | 0 | 0
13 | Heskett3 Gas | 0 | 3.5124 | 0 | 0 | 0 | 0 | 0 | 0
14 | Heskett4 Gas | 0 | 3.5124 | 0 | 0 | 0 | #N/A | 0 | 0
15 | MilesCity Gas | 0 | 3.3967 | 0 | 0 | 0 | 0 | 0 | 0
16 | BigStone Oil | 0.16117 | 18.7143 | 31.7242 | 1.6952 | 0 | 12108.4573 | 18.7143 | 31.7242
17 | Coyote Oil | 0.17487 | 20.4286 | 40.4885 | 1.982 | 0 | 14156.821 | 20.4286 | 40.4885
18 | Glendive Diesel | 0 | 20.4286 | 0 | 0 | 0 | 0 | 0 | 0

## Att A wp 5
No. | Station | Generation | Capacity Factor | Units Started | Fuel Offtake | Average Heat Rate | Hours of Operation | Fuel Price | Fuel Cost | Start & Shutdown Cost | FO&M Cost | VO&M Cost | Production Cost | Total Cost | Total Cost
# | Name | GWh | % | # | 1000 MMBTU | BTU/kWh | hrs | $/MMBTU | $000 | $000 | $000 | $000 | $/MWh | $/MWh | $000
1 | Big Stone I | 68.913 | 85.3687 | 0 | 724.8373 | 10518.1505 | 744 | 1.8272 | 1324.4536 | 0 | 230.7673 | 315.7918 | 23.8017 | 27.1504 | 1871.0127
2 | Coyote | 51.1141 | 64.1473 | 1 | 601.3914 | 11765.6676 | 648 | 1.983 | 1192.5561 | 0 | 339.2908 | 185.8457 | 26.9672 | 33.6051 | 1717.6926
3 | Heskett 1 | 4.536 | 23.3593 | 0 | 93.6197 | 20639.2666 | 648 | 3.0675 | 287.1813 | 0 | 196.3883 | 27.598 | 69.3958 | 112.6913 | 511.1676
4 | Heskett 2 | 37.2 | 66.7557 | 0 | 479.9283 | 12901.2992 | 744 | 3.072 | 1474.3312 | 0 | 357.2659 | 268.1354 | 46.8405 | 56.4444 | 2099.7324
5 | Lewis & Clark | 25.296 | 72.3404 | 0 | 335.1973 | 13251 | 744 | 2.014 | 675.0769 | 0 | 377.628 | 229.4914 | 35.7593 | 50.6877 | 1282.1963
6 | Lewis & Clark pk | 0 | 0 | 0 | 0 | 0 | 0 | 0 | 0 | 0 | 0 | 0 | 0 | 0 | 0
7 | Glendive CT 1 | 0 | 0 | 0 | 0 | 0 | 0 | 0 | 0 | 0 | 13.0455 | 0 | 0 | 0 | 13.0455
8 | Glendive CT 2 | 0 | 0 | 0 | 0 | 0 | 0 | 0 | 0 | 0 | 26.8305 | 0 | 0 | 0 | 26.8305
9 | Glendive Diesel | 0 | 0 | 0 | 0 | 0 | 0 | 0 | 0 | 0 | 2.7478 | 0 | 0 | 0 | 2.7478
10 | Heskett 3 CT | 0 | 0 | 0 | 0 | 0 | 0 | 0 | 0 | 0 | 225.6257 | 0 | 0 | 0 | 225.6257
11 | Heskett 4 CT | 0 | 0 | 0 | 0 | 0 | 0 | 0 | 0 | 0 | 0 | 0 | 0 | 0 | 0
12 | Lewis & Clark 2 CT | 0 | 0 | 0 | 0 | 0 | 0 | 0 | 0 | 0 | 52.9903 | 0 | 0 | 0 | 52.9903
13 | Miles City CT | 0 | 0 | 0 | 0 | 0 | 0 | 0 | 0 | 0 | 15.8024 | 0 | 0 | 0 | 15.8024
14 | Demand Response Program | 0 | 0 | 4 | 0 | 0 | 0 | 0 | 0 | 0 | 0 | 0 | 0 | 0 | 0
15 | Ft. Peck Capacity | 1.1706 | 76.7495 | 0 | 1.1706 | 1000 | 744 | 33.25 | 38.9219 | 0 | 0 | 0 | 33.25 | 33.25 | 38.9219
16 | Heskett 3 Firm | 0 | 0 | 4 | 0 | 0 | 0 | 0 | 0 | 0 | 17.0075 | 0 | 0 | 0 | 17.0075
17 | Lewis & Clark 2 CT Firm | 0 | 0 | 4 | 0 | 0 | 0 | 0 | 0 | 0 | 45.0562 | 0 | 0 | 0 | 45.0562
18 | MISO Sales | -9.7245 | 1.3071 | [5 empty] | -235.8193 |  |  |  |  | 24.25 | -235.8193
19 | MISO Purchases | 48.0428 | 25.8295 | 1 | 48.0428 | 1000 | 544 | 24.25 | 1165.0385 | 0 | 0 | 0 | 24.25 | 24.25 | 1165.0385
20 | ND State Capitol | 0 | 0 | 0 | 0 | 0 | 0 | 0 | 0 | 0 | 10.8288 | 0 | 0 | 0 | 10.8288
21 | Williston Water Plant | 0 | 0 | 0 | 0 | 0 | 0 | 0 | 0 | 0 | 10.1918 | 0 | 0 | 0 | 10.1918
22 | Cedar Hills | 5.3545 | 36.6627 | 299 | 0 | 0 | 665 | 0 | 0 | 0 | 35.9672 | 0 | 0 | 6.7172 | 35.9672
23 | Diamond Willow | 7.8936 | 35.1314 | 660 | 0 | 0 | 650 | 0 | 0 | 0 | 52.1666 | 0 | 0 | 6.6087 | 52.1666
24 | Glen Ullin Stat6 | 3.1248 | 87.5 | 0 | 3.1248 | 1000 | 744 | 7.77 | 24.2797 | 0 | 48.7035 | 0 | 7.77 | 23.3561 | 72.9832
25 | Thunder Spirit | 48.6701 | 43.6112 | 1140 | 0 | 0 | 707 | 0 | 0 | 0 | 268.7369 | 0 | 0 | 5.5216 | 268.7369
| Total: | 291.591 | [6 empty] | 5946.0199 | 0 | 2327.0408 | 1026.8622 | 23.9132 | 31.8937 | 9299.923
Time of Day Marginal Cost Summary
No. | Timeslice | Total Hours | % of Hrs | Average Marg Cost
1 | Summer Off Peak | 0 | 0% | 0
2 | Summer On Peak | 0 | 0% | 0
3 | Winter Off Peak | 744 | 100% | 24.2426
| Total: | 744 | 100% | 24.2426
Fuel Use Report
No. | Fuel | Generation | Price | Cost | Offtake | Transport Cost | Units Used | Production Cost | Total Cost
# | Name | GWH | $/MMBTU | $000 | 1000 MMBTU | $000 | # | $/MMBTU | $000
1 | Bigstone Subbit | 68.7407 | 1.7849 | 1290.5415 | 723.0252 | 5.6315 | 43740.1824 | 1.7927 | 1296.173
2 | Coyote Lignite | 50.9863 | 1.9368 | 1161.8422 | 599.8879 | 2.8405 | 43470.1394 | 1.9415 | 1164.6827
3 | Heskett1 Lignite | 4.536 | 3.0675 | 287.1813 | 93.6197 | 11.9809 | 6668.0708 | 3.1955 | 299.1622
4 | Heskett2 Lignite | 37.1665 | 3.0718 | 1472.9158 | 479.4964 | 61.363 | 34152.165 | 3.1998 | 1534.2788
5 | L&C Lignite | 25.2277 | 2.0133 | 673.042 | 334.2923 | 15.8157 | 25191.5798 | 2.0606 | 688.8576
6 | Heskett2 Gas | 0.03348 | 3.2769 | 1.4154 | 0.43194 | 0 | 387.7338 | 3.2769 | 1.4154
7 | L&C Gas | 0.068299 | 2.2485 | 2.035 | 0.90503 | 0 | 748.5796 | 2.2485 | 2.035
8 | L&C Gas | 0 | 2.2485 | 0 | 0 | 0 | 0 | 0 | 0
9 | Glendive1 Gas | 0 | 3.6058 | 0 | 0 | 0 | 0 | 0 | 0
10 | Glendive2 Gas | 0 | 3.6058 | 0 | 0 | 0 | 0 | 0 | 0
11 | Heskett3 Gas | 0 | 3.5124 | 0 | 0 | 0 | 0 | 0 | 0
12 | Heskett4 Gas | 0 | 3.5124 | 0 | 0 | 0 | #N/A | 0 | 0
13 | Heskett3 Gas | 0 | 3.5124 | 0 | 0 | 0 | 0 | 0 | 0
14 | Heskett4 Gas | 0 | 3.5124 | 0 | 0 | 0 | #N/A | 0 | 0
15 | MilesCity Gas | 0 | 3.3967 | 0 | 0 | 0 | 0 | 0 | 0
16 | BigStone Oil | 0.17228 | 18.7143 | 33.912 | 1.8121 | 0 | 12943.5234 | 18.7143 | 33.912
17 | Coyote Oil | 0.12779 | 20.4286 | 30.7139 | 1.5035 | 0 | 10739.1322 | 20.4286 | 30.7139
18 | Glendive Diesel | 0 | 20.4286 | 0 | 0 | 0 | 0 | 0 | 0

## Att A wp 6
No. | Station | Generation | Capacity Factor | Units Started | Fuel Offtake | Average Heat Rate | Hours of Operation | Fuel Price | Fuel Cost | Start & Shutdown Cost | FO&M Cost | VO&M Cost | Production Cost | Total Cost | Total Cost
# | Name | GWh | % | # | 1000 MMBTU | BTU/kWh | hrs | $/MMBTU | $000 | $000 | $000 | $000 | $/MWh | $/MWh | $000
1 | Big Stone I | 54.5282 | 69.8006 | 0 | 574.8691 | 10542.5917 | 720 | 1.8272 | 1050.4252 | 0 | 223.3232 | 249.8741 | 23.8463 | 27.9419 | 1523.6225
2 | Coyote | 32.4061 | 42.0247 | 1 | 426.0638 | 13147.6619 | 648 | 1.983 | 844.8823 | 0 | 328.3459 | 117.8252 | 29.7076 | 39.8399 | 1291.0534
3 | Heskett 1 | 4.032 | 21.4559 | 2 | 83.2175 | 20639.2666 | 576 | 3.0675 | 255.2723 | 2 | 190.0532 | 24.5315 | 69.3958 | 117.028 | 471.857
4 | Heskett 2 | 3.6 | 6.6756 | 0 | 46.4447 | 12901.2992 | 72 | 3.072 | 142.6772 | 0 | 345.7411 | 25.9486 | 46.8405 | 142.8797 | 514.3669
5 | Lewis & Clark | 24.48 | 72.3404 | 0 | 324.3845 | 13251 | 720 | 2.014 | 653.3003 | 0 | 365.4464 | 222.0884 | 35.7593 | 50.6877 | 1240.8351
6 | Lewis & Clark pk | 0 | 0 | 0 | 0 | 0 | 0 | 0 | 0 | 0 | 0 | 0 | 0 | 0 | 0
7 | Glendive CT 1 | 0 | 0 | 0 | 0 | 0 | 0 | 0 | 0 | 0 | 12.6246 | 0 | 0 | 0 | 12.6246
8 | Glendive CT 2 | 0 | 0 | 0 | 0 | 0 | 0 | 0 | 0 | 0 | 25.965 | 0 | 0 | 0 | 25.965
9 | Glendive Diesel | 0 | 0 | 0 | 0 | 0 | 0 | 0 | 0 | 0 | 2.6592 | 0 | 0 | 0 | 2.6592
10 | Heskett 3 CT | 0 | 0 | 0 | 0 | 0 | 0 | 0 | 0 | 0 | 218.3474 | 0 | 0 | 0 | 218.3474
11 | Heskett 4 CT | 0 | 0 | 0 | 0 | 0 | 0 | 0 | 0 | 0 | 0 | 0 | 0 | 0 | 0
12 | Lewis & Clark 2 CT | 0 | 0 | 0 | 0 | 0 | 0 | 0 | 0 | 0 | 51.281 | 0 | 0 | 0 | 51.281
13 | Miles City CT | 0 | 0 | 0 | 0 | 0 | 0 | 0 | 0 | 0 | 15.2926 | 0 | 0 | 0 | 15.2926
14 | Demand Response Program | 0 | 0 | 5 | 0 | 0 | 0 | 0 | 0 | 0 | 0 | 0 | 0 | 0 | 0
15 | Ft. Peck Capacity | 1.1331 | 76.7708 | 0 | 1.1331 | 1000 | 720 | 33.25 | 37.6768 | 0 | 0 | 0 | 33.25 | 33.25 | 37.6768
16 | Heskett 3 Firm | 0 | 0 | 5 | 0 | 0 | 0 | 0 | 0 | 0 | 16.4589 | 0 | 0 | 0 | 16.4589
17 | Lewis & Clark 2 CT Firm | 0 | 0 | 5 | 0 | 0 | 0 | 0 | 0 | 0 | 43.6027 | 0 | 0 | 0 | 43.6027
18 | MISO Sales | -1.5446 | 0.21453 | [5 empty] | -35.7423 |  |  |  |  | 23.14 | -35.7423
19 | MISO Purchases | 79.2205 | 44.0114 | 0 | 79.2205 | 1000 | 658 | 23.14 | 1833.1624 | 0 | 0 | 0 | 23.14 | 23.14 | 1833.1624
20 | ND State Capitol | 0 | 0 | 0 | 0 | 0 | 0 | 0 | 0 | 0 | 10.4795 | 0 | 0 | 0 | 10.4795
21 | Williston Water Plant | 0 | 0 | 0 | 0 | 0 | 0 | 0 | 0 | 0 | 9.863 | 0 | 0 | 0 | 9.863
22 | Cedar Hills | 4.7392 | 33.5317 | 390 | 0 | 0 | 598 | 0 | 0 | 0 | 34.807 | 0 | 0 | 7.3444 | 34.807
23 | Diamond Willow | 6.6959 | 30.7942 | 540 | 0 | 0 | 604 | 0 | 0 | 0 | 50.4838 | 0 | 0 | 7.5395 | 50.4838
24 | Glen Ullin Stat6 | 1.9152 | 55.4167 | 0 | 1.9152 | 1000 | 456 | 7.77 | 14.8811 | 0 | 47.1324 | 0 | 7.77 | 32.3797 | 62.0135
25 | Thunder Spirit | 40.2153 | 37.2364 | 1320 | 0 | 0 | 655 | 0 | 0 | 0 | 260.0679 | 0 | 0 | 6.4669 | 260.0679
| Total: | 251.421 | [6 empty] | 4796.5353 | 2 | 2251.975 | 640.2678 | 21.6243 | 30.5892 | 7690.778
Time of Day Marginal Cost Summary
No. | Timeslice | Total Hours | % of Hrs | Average Marg Cost
1 | Summer Off Peak | 0 | 0% | 0
2 | Summer On Peak | 0 | 0% | 0
3 | Winter Off Peak | 720 | 100% | 23.1376
| Total: | 720 | 100% | 23.1376
Fuel Use Report
No. | Fuel | Generation | Price | Cost | Offtake | Transport Cost | Units Used | Production Cost | Total Cost
# | Name | GWH | $/MMBTU | $000 | 1000 MMBTU | $000 | # | $/MMBTU | $000
1 | Bigstone Subbit | 54.3919 | 1.7849 | 1023.5296 | 573.4319 | 4.4663 | 34690.3751 | 1.7927 | 1027.9959
2 | Coyote Lignite | 32.325 | 1.9368 | 823.1227 | 424.9986 | 2.0124 | 30797.0021 | 1.9415 | 825.135
3 | Heskett1 Lignite | 4.032 | 3.0675 | 255.2723 | 83.2175 | 10.6497 | 5927.174 | 3.1955 | 265.9219
4 | Heskett2 Lignite | 3.5968 | 3.0718 | 142.5402 | 46.4029 | 5.9384 | 3305.0482 | 3.1998 | 148.4786
5 | L&C Lignite | 24.4139 | 2.0133 | 651.3309 | 323.5086 | 15.3055 | 24378.9481 | 2.0606 | 666.6364
6 | Heskett2 Gas | 0.00324 | 3.2769 | 0.13697 | 0.0418 | 0 | 37.5226 | 3.2769 | 0.13697
7 | L&C Gas | 0.066096 | 2.2485 | 1.9694 | 0.87584 | 0 | 724.4318 | 2.2485 | 1.9694
8 | L&C Gas | 0 | 2.2485 | 0 | 0 | 0 | 0 | 0 | 0
9 | Glendive1 Gas | 0 | 3.6058 | 0 | 0 | 0 | 0 | 0 | 0
10 | Glendive2 Gas | 0 | 3.6058 | 0 | 0 | 0 | 0 | 0 | 0
11 | Heskett3 Gas | 0 | 3.5124 | 0 | 0 | 0 | 0 | 0 | 0
12 | Heskett4 Gas | 0 | 3.5124 | 0 | 0 | 0 | #N/A | 0 | 0
13 | Heskett3 Gas | 0 | 3.5124 | 0 | 0 | 0 | 0 | 0 | 0
14 | Heskett4 Gas | 0 | 3.5124 | 0 | 0 | 0 | #N/A | 0 | 0
15 | MilesCity Gas | 0 | 3.3967 | 0 | 0 | 0 | 0 | 0 | 0
16 | BigStone Oil | 0.13632 | 18.7143 | 26.8957 | 1.4372 | 0 | 10265.5192 | 18.7143 | 26.8957
17 | Coyote Oil | 0.081015 | 20.4286 | 21.7597 | 1.0652 | 0 | 7608.2819 | 20.4286 | 21.7597
18 | Glendive Diesel | 0 | 20.4286 | 0 | 0 | 0 | 0 | 0 | 0

## Att A wp 7
No. | Station | Generation | Capacity Factor | Units Started | Fuel Offtake | Average Heat Rate | Hours of Operation | Fuel Price | Fuel Cost | Start & Shutdown Cost | FO&M Cost | VO&M Cost | Production Cost | Total Cost | Total Cost
# | Name | GWh | % | # | 1000 MMBTU | BTU/kWh | hrs | $/MMBTU | $000 | $000 | $000 | $000 | $/MWh | $/MWh | $000
1 | Big Stone I | 30.3373 | 37.5815 | 1 | 339.1937 | 11180.7611 | 672 | 1.8272 | 619.7892 | 0 | 230.7673 | 139.0196 | 25.0124 | 32.6192 | 989.5761
2 | Coyote | 27.004 | 33.8895 | 2 | 352.8385 | 13066.1562 | 528 | 1.983 | 699.6769 | 0 | 339.2908 | 98.1838 | 29.546 | 42.1105 | 1137.1515
3 | Heskett 1 | 4.7578 | 24.5017 | 1 | 97.6343 | 20520.7502 | 672 | 3.0675 | 299.4961 | 1 | 196.3883 | 28.9476 | 69.0322 | 110.5193 | 525.8321
4 | Heskett 2 | 25.2 | 45.2216 | 1 | 325.1127 | 12901.2992 | 504 | 3.072 | 998.7405 | 3 | 357.2659 | 181.6401 | 46.8405 | 61.1368 | 1540.6464
5 | Lewis & Clark | 13.872 | 39.6706 | 1 | 183.8179 | 13251 | 408 | 2.014 | 370.2035 | 3 | 377.628 | 125.8501 | 35.7593 | 63.1979 | 876.6816
6 | Lewis & Clark pk | 0 | 0 | 0 | 0 | 0 | 0 | 0 | 0 | 0 | 0 | 0 | 0 | 0 | 0
7 | Glendive CT 1 | 0 | 0 | 0 | 0 | 0 | 0 | 0 | 0 | 0 | 13.0455 | 0 | 0 | 0 | 13.0455
8 | Glendive CT 2 | 0.60522 | 2.0086 | 2 | 5.2387 | 8655.7357 | 17 | 3.6058 | 18.8894 | 4.55 | 26.8305 | 1.5585 | 33.7856 | 85.635 | 51.8283
9 | Glendive Diesel | 0 | 0 | 0 | 0 | 0 | 0 | 0 | 0 | 0 | 2.7478 | 0 | 0 | 0 | 2.7478
10 | Heskett 3 CT | 0.34137 | 0.55347 | 2 | 4.7978 | 14054.6925 | 10 | 3.5124 | 16.852 | 7.5 | 225.6257 | 0.87902 | 51.9413 | 734.8605 | 250.8567
11 | Heskett 4 CT | 0 | 0 | 0 | 0 | 0 | 0 | 0 | 0 | 0 | 0 | 0 | 0 | 0 | 0
12 | Lewis & Clark 2 CT | 0.18266 | 1.3199 | 2 | 2.5491 | 13955.4717 | 20 | 3.5124 | 8.9535 | 7.5 | 52.9903 | 0.34879 | 50.9273 | 382.0943 | 69.7926
13 | Miles City CT | 0.1051 | 0.65399 | 5 | 1.8603 | 17700.3889 | 10 | 3.3967 | 6.3189 | 0.6 | 15.8024 | 0.27063 | 62.6986 | 218.7642 | 22.9919
14 | Demand Response Program | 0 | 0 | 4 | 0 | 0 | 0 | 0 | 0 | 0 | 0 | 0 | 0 | 0 | 0
15 | Ft. Peck Capacity | 1.0658 | 69.8762 | 0 | 1.0658 | 1000 | 744 | 33.25 | 35.4362 | 0 | 0 | 0 | 33.25 | 33.25 | 35.4362
16 | Heskett 3 Firm | 0 | 0 | 4 | 0 | 0 | 0 | 0 | 0 | 0 | 17.0075 | 0 | 0 | 0 | 17.0075
17 | Lewis & Clark 2 CT Firm | 0 | 0 | 4 | 0 | 0 | 0 | 0 | 0 | 0 | 45.0562 | 0 | 0 | 0 | 45.0562
18 | MISO Sales | -4.7687 | 0.64096 | [5 empty] | -83.1668 |  |  |  |  | 17.44 | -83.1668
19 | MISO Purchases | 90.7482 | 48.7893 | 2 | 90.7482 | 1000 | 644 | 17.44 | 1582.6482 | 0 | 0 | 0 | 17.44 | 17.44 | 1582.6482
20 | ND State Capitol | 0 | 0 | 0 | 0 | 0 | 0 | 0 | 0 | 0 | 10.8288 | 0 | 0 | 0 | 10.8288
21 | Williston Water Plant | 0 | 0 | 0 | 0 | 0 | 0 | 0 | 0 | 0 | 10.1918 | 0 | 0 | 0 | 10.1918
22 | Cedar Hills | 5.26 | 36.0157 | 273 | 0 | 0 | 667 | 0 | 0 | 0 | 35.9672 | 0 | 0 | 6.8379 | 35.9672
23 | Diamond Willow | 6.8065 | 30.2931 | 480 | 0 | 0 | 654 | 0 | 0 | 0 | 52.1666 | 0 | 0 | 7.6642 | 52.1666
24 | Glen Ullin Stat6 | 0 | 0 | 0 | 0 | 0 | 0 | 0 | 0 | 0 | 48.7035 | 0 | 0 | 0 | 48.7035
25 | Thunder Spirit | 47.1489 | 42.2481 | 900 | 0 | 0 | 698 | 0 | 0 | 0 | 268.7369 | 0 | 0 | 5.6998 | 268.7369
| Total: | 248.666 | [6 empty] | 4573.8377 | 27.15 | 2327.0408 | 576.6982 | 20.7127 | 30.1799 | 7504.7267
Time of Day Marginal Cost Summary
No. | Timeslice | Total Hours | % of Hrs | Average Marg Cost
1 | Summer Off Peak | 0 | 0% | 0
2 | Summer On Peak | 0 | 0% | 0
3 | Winter Off Peak | 744 | 100% | 17.9163
| Total: | 744 | 100% | 17.9163
Fuel Use Report
No. | Fuel | Generation | Price | Cost | Offtake | Transport Cost | Units Used | Production Cost | Total Cost
# | Name | GWH | $/MMBTU | $000 | 1000 MMBTU | $000 | # | $/MMBTU | $000
1 | Bigstone Subbit | 30.2614 | 1.7849 | 603.9198 | 338.3457 | 2.6353 | 20468.586 | 1.7927 | 606.5551
2 | Coyote Lignite | 26.9365 | 1.9368 | 681.657 | 351.9564 | 1.6665 | 25504.086 | 1.9415 | 683.3235
3 | Heskett1 Lignite | 4.7578 | 3.0675 | 299.4961 | 97.6343 | 12.4946 | 6954.0086 | 3.1955 | 311.9908
4 | Heskett2 Lignite | 25.1773 | 3.0718 | 997.7817 | 324.8201 | 41.5685 | 23135.3376 | 3.1998 | 1039.3501
5 | L&C Lignite | 13.8345 | 2.0133 | 369.0875 | 183.3216 | 8.6731 | 13814.7373 | 2.0606 | 377.7606
6 | Heskett2 Gas | 0.02268 | 3.2769 | 0.95882 | 0.2926 | 0 | 262.6584 | 3.2769 | 0.95882
7 | L&C Gas | 0.037454 | 2.2485 | 1.116 | 0.49631 | 0 | 410.5114 | 2.2485 | 1.116
8 | L&C Gas | 0 | 2.2485 | 0 | 0 | 0 | 0 | 0 | 0
9 | Glendive1 Gas | 0 | 3.6058 | 0 | 0 | 0 | 0 | 0 | 0
10 | Glendive2 Gas | 0.60522 | 3.6058 | 18.8894 | 5.2387 | 0 | 4728.0282 | 3.6058 | 18.8894
11 | Heskett3 Gas | 0.34137 | 3.5124 | 16.852 | 4.7978 | 0 | 4306.822 | 3.5124 | 16.852
12 | Heskett4 Gas | 0 | 3.5124 | 0 | 0 | 0 | #N/A | 0 | 0
13 | Heskett3 Gas | 0.10162 | 3.5124 | 4.7859 | 1.3625 | 0 | 1223.1095 | 3.5124 | 4.7859
14 | Heskett4 Gas | 0.081037 | 3.5124 | 4.1676 | 1.1865 | 0 | #N/A | 3.5124 | 4.1676
15 | MilesCity Gas | 0.1051 | 3.3967 | 6.3189 | 1.8603 | 0 | 1716.1399 | 3.3967 | 6.3189
16 | BigStone Oil | 0.075843 | 18.7143 | 15.8694 | 0.84798 | 0 | 6057.0305 | 18.7143 | 15.8694
17 | Coyote Oil | 0.06751 | 20.4286 | 18.02 | 0.8821 | 0 | 6300.6872 | 20.4286 | 18.02
18 | Glendive Diesel | 0 | 20.4286 | 0 | 0 | 0 | 0 | 0 | 0

## Att A wp 8
No. | Station | Generation | Capacity Factor | Units Started | Fuel Offtake | Average Heat Rate | Hours of Operation | Fuel Price | Fuel Cost | Start & Shutdown Cost | FO&M Cost | VO&M Cost | Production Cost | Total Cost | Total Cost
# | Name | GWh | % | # | 1000 MMBTU | BTU/kWh | hrs | $/MMBTU | $000 | $000 | $000 | $000 | $/MWh | $/MWh | $000
1 | Big Stone I | 28.5875 | 36.5943 | 1 | 320.6635 | 11216.9307 | 648 | 1.8272 | 585.9299 | 0 | 223.3232 | 131.0011 | 25.0785 | 32.8905 | 940.2543
2 | Coyote | 31.2308 | 40.5005 | 1 | 410.5158 | 13144.591 | 624 | 1.983 | 814.0507 | 0 | 328.3459 | 113.552 | 29.7016 | 40.2151 | 1255.9485
3 | Heskett 1 | 4.564 | 24.2869 | 1 | 93.9043 | 20575.001 | 648 | 3.0675 | 288.0544 | 1 | 190.0532 | 27.7683 | 69.1986 | 111.0596 | 506.876
4 | Heskett 2 | 36 | 66.7557 | 0 | 464.4468 | 12901.2992 | 720 | 3.072 | 1426.7721 | 0 | 345.7411 | 259.4858 | 46.8405 | 56.4444 | 2031.9991
5 | Lewis & Clark | 24.48 | 72.3404 | 0 | 324.3845 | 13251 | 720 | 2.014 | 653.3003 | 0 | 365.4464 | 222.0884 | 35.7593 | 50.6877 | 1240.8351
6 | Lewis & Clark pk | 0 | 0 | 0 | 0 | 0 | 0 | 0 | 0 | 0 | 0 | 0 | 0 | 0 | 0
7 | Glendive CT 1 | 0 | 0 | 0 | 0 | 0 | 0 | 0 | 0 | 0 | 12.6246 | 0 | 0 | 0 | 12.6246
8 | Glendive CT 2 | 0.087619 | 0.30048 | 1 | 1.2673 | 14464.0553 | 8 | 3.6058 | 4.5697 | 2.275 | 25.965 | 0.22562 | 54.729 | 377.032 | 33.0353
9 | Glendive Diesel | 0 | 0 | 1 | 0 | 0 | 0 | 0 | 0 | 0 | 2.6592 | 0 | 0 | 0 | 2.6592
10 | Heskett 3 CT | 0 | 0 | 0 | 0 | 0 | 0 | 0 | 0 | 0 | 218.3474 | 0 | 0 | 0 | 218.3474
11 | Heskett 4 CT | 0 | 0 | 0 | 0 | 0 | 0 | 0 | 0 | 0 | 0 | 0 | 0 | 0 | 0
12 | Lewis & Clark 2 CT | 0.040845 | 0.30499 | 1 | 0.59606 | 14593.2513 | 5 | 3.5124 | 2.0936 | 3.75 | 51.281 | 0.077994 | 53.1675 | 1400.4866 | 57.2026
13 | Miles City CT | 0.021742 | 0.1398 | 2 | 0.37898 | 17431.0104 | 2 | 3.3967 | 1.2873 | 0.24 | 15.2926 | 0.055985 | 61.7836 | 776.1933 | 16.8759
14 | Demand Response Program | 0 | 0 | 4 | 0 | 0 | 0 | 0 | 0 | 0 | 0 | 0 | 0 | 0 | 0
15 | Ft. Peck Capacity | 1.1544 | 78.2142 | 0 | 1.1544 | 1000 | 720 | 33.25 | 38.3852 | 0 | 0 | 0 | 33.25 | 33.25 | 38.3852
16 | Heskett 3 Firm | 0 | 0 | 4 | 0 | 0 | 0 | 0 | 0 | 0 | 16.4589 | 0 | 0 | 0 | 16.4589
17 | Lewis & Clark 2 CT Firm | 0 | 0 | 4 | 0 | 0 | 0 | 0 | 0 | 0 | 43.6027 | 0 | 0 | 0 | 43.6027
18 | MISO Sales | -5.0708 | 0.70428 | [5 empty] | -85.4944 |  |  |  |  | 16.86 | -85.4944
19 | MISO Purchases | 75.9796 | 42.2109 | 1 | 75.9796 | 1000 | 618 | 16.86 | 1281.0156 | 0 | 0 | 0 | 16.86 | 16.86 | 1281.0156
20 | ND State Capitol | 0 | 0 | 0 | 0 | 0 | 0 | 0 | 0 | 0 | 10.4795 | 0 | 0 | 0 | 10.4795
21 | Williston Water Plant | 0 | 0 | 0 | 0 | 0 | 0 | 0 | 0 | 0 | 9.863 | 0 | 0 | 0 | 9.863
22 | Cedar Hills | 5.3577 | 37.9079 | 195 | 0 | 0 | 674 | 0 | 0 | 0 | 34.807 | 0 | 0 | 6.4966 | 34.807
23 | Diamond Willow | 7.1709 | 32.9788 | 400 | 0 | 0 | 670 | 0 | 0 | 0 | 50.4838 | 0 | 0 | 7.0401 | 50.4838
24 | Glen Ullin Stat6 | 3.024 | 87.5 | 1 | 3.024 | 1000 | 720 | 7.77 | 23.4965 | 0 | 47.1324 | 0 | 7.77 | 23.3561 | 70.6289
25 | Thunder Spirit | 41.7557 | 38.6627 | 480 | 0 | 0 | 689 | 0 | 0 | 0 | 260.0679 | 0 | 0 | 6.2283 | 260.0679
| Total: | 254.384 | [6 empty] | 5033.4609 | 7.265 | 2251.975 | 754.2553 | 22.7519 | 31.6331 | 8046.9562
Time of Day Marginal Cost Summary
No. | Timeslice | Total Hours | % of Hrs | Average Marg Cost
1 | Summer Off Peak | 544 | 75.56% | 16.9773
2 | Summer On Peak | 176 | 24.44% | 18.3874
3 | Winter Off Peak | 0 | 0% | 0
| Total: | 720 | 100% | 17.322
Fuel Use Report
No. | Fuel | Generation | Price | Cost | Offtake | Transport Cost | Units Used | Production Cost | Total Cost
# | Name | GWH | $/MMBTU | $000 | 1000 MMBTU | $000 | # | $/MMBTU | $000
1 | Bigstone Subbit | 28.516 | 1.7849 | 570.9275 | 319.8618 | 2.4913 | 19350.3814 | 1.7927 | 573.4188
2 | Coyote Lignite | 31.1527 | 1.9368 | 793.0851 | 409.4895 | 1.9389 | 29673.1499 | 1.9415 | 795.024
3 | Heskett1 Lignite | 4.564 | 3.0675 | 288.0544 | 93.9043 | 12.0173 | 6688.3426 | 3.1955 | 300.0717
4 | Heskett2 Lignite | 35.9676 | 3.0718 | 1425.4024 | 464.0288 | 59.3836 | 33050.4822 | 3.1998 | 1484.7859
5 | L&C Lignite | 24.4139 | 2.0133 | 651.3309 | 323.5086 | 15.3055 | 24378.9481 | 2.0606 | 666.6364
6 | Heskett2 Gas | 0.0324 | 3.2769 | 1.3697 | 0.418 | 0 | 375.2263 | 3.2769 | 1.3697
7 | L&C Gas | 0.066096 | 2.2485 | 1.9694 | 0.87584 | 0 | 724.4318 | 2.2485 | 1.9694
8 | L&C Gas | 0 | 2.2485 | 0 | 0 | 0 | 0 | 0 | 0
9 | Glendive1 Gas | 0 | 3.6058 | 0 | 0 | 0 | 0 | 0 | 0
10 | Glendive2 Gas | 0.087619 | 3.6058 | 4.5697 | 1.2673 | 0 | 1143.8023 | 3.6058 | 4.5697
11 | Heskett3 Gas | 0 | 3.5124 | 0 | 0 | 0 | 0 | 0 | 0
12 | Heskett4 Gas | 0 | 3.5124 | 0 | 0 | 0 | #N/A | 0 | 0
13 | Heskett3 Gas | 0.03 | 3.5124 | 1.5945 | 0.45397 | 0 | 407.5105 | 3.5124 | 1.5945
14 | Heskett4 Gas | 0.010845 | 3.5124 | 0.49909 | 0.14209 | 0 | #N/A | 3.5124 | 0.49909
15 | MilesCity Gas | 0.021742 | 3.3967 | 1.2873 | 0.37898 | 0 | 349.6152 | 3.3967 | 1.2873
16 | BigStone Oil | 0.071469 | 18.7143 | 15.0025 | 0.80166 | 0 | 5726.1333 | 18.7143 | 15.0025
17 | Coyote Oil | 0.078077 | 20.4286 | 20.9656 | 1.0263 | 0 | 7330.6385 | 20.4286 | 20.9656
18 | Glendive Diesel | 0 | 20.4286 | 0 | 0 | 0 | 0 | 0 | 0

## Att A wp 9
No. | Station | Generation | Capacity Factor | Units Started | Fuel Offtake | Average Heat Rate | Hours of Operation | Fuel Price | Fuel Cost | Start & Shutdown Cost | FO&M Cost | VO&M Cost | Production Cost | Total Cost | Total Cost
# | Name | GWh | % | # | 1000 MMBTU | BTU/kWh | hrs | $/MMBTU | $000 | $000 | $000 | $000 | $/MWh | $/MWh | $000
1 | Big Stone I | 62.0943 | 76.9218 | 1 | 653.1727 | 10519.0404 | 672 | 1.8272 | 1193.505 | 0 | 230.7673 | 284.5454 | 23.8033 | 27.5197 | 1708.8177
2 | Coyote | 74.712 | 93.7622 | 0 | 846.8734 | 11335.1724 | 744 | 1.983 | 1679.3457 | 0 | 339.2908 | 271.6454 | 26.1135 | 30.6548 | 2290.2818
3 | Heskett 1 | 5.2261 | 26.9132 | 0 | 107.6733 | 20602.975 | 744 | 3.0675 | 330.2912 | 0 | 196.3883 | 31.7967 | 69.2845 | 106.8628 | 558.4763
4 | Heskett 2 | 37.2 | 66.7557 | 0 | 479.9283 | 12901.2992 | 744 | 3.072 | 1474.3312 | 0 | 357.2659 | 268.1354 | 46.8405 | 56.4444 | 2099.7324
5 | Lewis & Clark | 22.848 | 65.3397 | 1 | 302.7588 | 13251 | 672 | 2.014 | 609.7469 | 3 | 377.628 | 207.2825 | 35.7593 | 52.4185 | 1197.6574
6 | Lewis & Clark pk | 0 | 0 | 0 | 0 | 0 | 0 | 0 | 0 | 0 | 0 | 0 | 0 | 0 | 0
7 | Glendive CT 1 | 0 | 0 | 0 | 0 | 0 | 0 | 0 | 0 | 0 | 13.0455 | 0 | 0 | 0 | 13.0455
8 | Glendive CT 2 | 0 | 0 | 0 | 0 | 0 | 0 | 0 | 0 | 0 | 26.8305 | 0 | 0 | 0 | 26.8305
9 | Glendive Diesel | 0 | 0 | 5 | 0 | 0 | 0 | 0 | 0 | 0 | 2.7478 | 0 | 0 | 0 | 2.7478
10 | Heskett 3 CT | 0 | 0 | 0 | 0 | 0 | 0 | 0 | 0 | 0 | 225.6257 | 0 | 0 | 0 | 225.6257
11 | Heskett 4 CT | 0 | 0 | 0 | 0 | 0 | 0 | 0 | 0 | 0 | 0 | 0 | 0 | 0 | 0
12 | Lewis & Clark 2 CT | 0 | 0 | 0 | 0 | 0 | 0 | 0 | 0 | 0 | 52.9903 | 0 | 0 | 0 | 52.9903
13 | Miles City CT | 0 | 0 | 0 | 0 | 0 | 0 | 0 | 0 | 0 | 15.8024 | 0 | 0 | 0 | 15.8024
14 | Demand Response Program | 0 | 0 | 5 | 0 | 0 | 0 | 0 | 0 | 0 | 0 | 0 | 0 | 0 | 0
15 | Ft. Peck Capacity | 1.2443 | 81.5817 | 0 | 1.2443 | 1000 | 744 | 33.25 | 41.3725 | 0 | 0 | 0 | 33.25 | 33.25 | 41.3725
16 | Heskett 3 Firm | 0 | 0 | 5 | 0 | 0 | 0 | 0 | 0 | 0 | 17.0075 | 0 | 0 | 0 | 17.0075
17 | Lewis & Clark 2 CT Firm | 0 | 0 | 5 | 0 | 0 | 0 | 0 | 0 | 0 | 45.0562 | 0 | 0 | 0 | 45.0562
18 | MISO Sales | -15.5374 | 2.0884 | [5 empty] | -402.729 |  |  |  |  | 25.92 | -402.729
19 | MISO Purchases | 48.3345 | 25.9863 | 1 | 48.3345 | 1000 | 503 | 25.92 | 1252.8305 | 0 | 0 | 0 | 25.92 | 25.92 | 1252.8305
20 | ND State Capitol | 0 | 0 | 0 | 0 | 0 | 0 | 0 | 0 | 0 | 10.8288 | 0 | 0 | 0 | 10.8288
21 | Williston Water Plant | 0 | 0 | 0 | 0 | 0 | 0 | 0 | 0 | 0 | 10.1918 | 0 | 0 | 0 | 10.1918
22 | Cedar Hills | 4.7234 | 32.3417 | 416 | 0 | 0 | 651 | 0 | 0 | 0 | 35.9672 | 0 | 0 | 7.6147 | 35.9672
23 | Diamond Willow | 6.2234 | 27.698 | 580 | 0 | 0 | 664 | 0 | 0 | 0 | 52.1666 | 0 | 0 | 8.3823 | 52.1666
24 | Glen Ullin Stat6 | 3.1248 | 87.5 | 0 | 3.1248 | 1000 | 744 | 7.77 | 24.2797 | 0 | 48.7035 | 0 | 7.77 | 23.3561 | 72.9832
25 | Thunder Spirit | 41.9136 | 37.5569 | 1080 | 0 | 0 | 693 | 0 | 0 | 0 | 268.7369 | 0 | 0 | 6.4117 | 268.7369
| Total: | 292.107 | [6 empty] | 6202.9736 | 3 | 2327.0408 | 1063.4054 | 24.8757 | 32.8524 | 9596.4198
Time of Day Marginal Cost Summary
No. | Timeslice | Total Hours | % of Hrs | Average Marg Cost
1 | Summer Off Peak | 560 | 75.27% | 25.9093
2 | Summer On Peak | 184 | 24.73% | 26.043
3 | Winter Off Peak | 0 | 0% | 0
| Total: | 744 | 100% | 25.9424
Fuel Use Report
No. | Fuel | Generation | Price | Cost | Offtake | Transport Cost | Units Used | Production Cost | Total Cost
# | Name | GWH | $/MMBTU | $000 | 1000 MMBTU | $000 | # | $/MMBTU | $000
1 | Bigstone Subbit | 61.9391 | 1.7849 | 1162.9458 | 651.5398 | 5.0747 | 39415.5949 | 1.7927 | 1168.0205
2 | Coyote Lignite | 74.5252 | 1.9368 | 1636.0947 | 844.7562 | 3.9999 | 61214.2185 | 1.9415 | 1640.0946
3 | Heskett1 Lignite | 5.2261 | 3.0675 | 330.2912 | 107.6733 | 13.7794 | 7669.0416 | 3.1955 | 344.0706
4 | Heskett2 Lignite | 37.1665 | 3.0718 | 1472.9158 | 479.4964 | 61.363 | 34152.165 | 3.1998 | 1534.2788
5 | L&C Lignite | 22.7863 | 2.0133 | 607.9089 | 301.9414 | 14.2851 | 22753.6849 | 2.0606 | 622.194
6 | Heskett2 Gas | 0.03348 | 3.2769 | 1.4154 | 0.43194 | 0 | 387.7338 | 3.2769 | 1.4154
7 | L&C Gas | 0.06169 | 2.2485 | 1.8381 | 0.81745 | 0 | 676.1364 | 2.2485 | 1.8381
8 | L&C Gas | 0 | 2.2485 | 0 | 0 | 0 | 0 | 0 | 0
9 | Glendive1 Gas | 0 | 3.6058 | 0 | 0 | 0 | 0 | 0 | 0
10 | Glendive2 Gas | 0 | 3.6058 | 0 | 0 | 0 | 0 | 0 | 0
11 | Heskett3 Gas | 0 | 3.5124 | 0 | 0 | 0 | 0 | 0 | 0
12 | Heskett4 Gas | 0 | 3.5124 | 0 | 0 | 0 | #N/A | 0 | 0
13 | Heskett3 Gas | 0 | 3.5124 | 0 | 0 | 0 | 0 | 0 | 0
14 | Heskett4 Gas | 0 | 3.5124 | 0 | 0 | 0 | #N/A | 0 | 0
15 | MilesCity Gas | 0 | 3.3967 | 0 | 0 | 0 | 0 | 0 | 0
16 | BigStone Oil | 0.15524 | 18.7143 | 30.5592 | 1.6329 | 0 | 11663.7985 | 18.7143 | 30.5592
17 | Coyote Oil | 0.18678 | 20.4286 | 43.251 | 2.1172 | 0 | 15122.7393 | 20.4286 | 43.251
18 | Glendive Diesel | 0 | 20.4286 | 0 | 0 | 0 | 0 | 0 | 0

## Att A wp 10
No. | Station | Generation | Capacity Factor | Units Started | Fuel Offtake | Average Heat Rate | Hours of Operation | Fuel Price | Fuel Cost | Start & Shutdown Cost | FO&M Cost | VO&M Cost | Production Cost | Total Cost | Total Cost
# | Name | GWh | % | # | 1000 MMBTU | BTU/kWh | hrs | $/MMBTU | $000 | $000 | $000 | $000 | $/MWh | $/MWh | $000
1 | Big Stone I | 55.3727 | 68.5952 | 2 | 582.4975 | 10519.5697 | 600 | 1.8272 | 1064.3642 | 0 | 230.7673 | 253.744 | 23.8043 | 27.9718 | 1548.8755
2 | Coyote | 74.772 | 93.8375 | 0 | 847.4566 | 11333.8763 | 744 | 1.983 | 1680.5022 | 0 | 339.2908 | 271.8635 | 26.1109 | 30.6486 | 2291.6564
3 | Heskett 1 | 4.3401 | 22.3505 | 2 | 88.2706 | 20338.3011 | 600 | 3.0675 | 270.7727 | 2 | 196.3883 | 26.4062 | 68.4726 | 114.1829 | 495.5672
4 | Heskett 2 | 37.2 | 66.7557 | 0 | 479.9283 | 12901.2992 | 744 | 3.072 | 1474.3312 | 0 | 357.2659 | 268.1354 | 46.8405 | 56.4444 | 2099.7324
5 | Lewis & Clark | 25.296 | 72.3404 | 0 | 335.1973 | 13251 | 744 | 2.014 | 675.0769 | 0 | 377.628 | 229.4914 | 35.7593 | 50.6877 | 1282.1963
6 | Lewis & Clark pk | 0 | 0 | 0 | 0 | 0 | 0 | 0 | 0 | 0 | 0 | 0 | 0 | 0 | 0
7 | Glendive CT 1 | 0 | 0 | 0 | 0 | 0 | 0 | 0 | 0 | 0 | 13.0455 | 0 | 0 | 0 | 13.0455
8 | Glendive CT 2 | 0.7135 | 2.3679 | 3 | 6.6729 | 9352.312 | 26 | 3.6058 | 24.061 | 6.825 | 26.8305 | 1.8373 | 36.2973 | 83.4667 | 59.5537
9 | Glendive Diesel | 0 | 0 | 4 | 0 | 0 | 0 | 0 | 0 | 0 | 2.7478 | 0 | 0 | 0 | 2.7478
10 | Heskett 3 CT | 0 | 0 | 0 | 0 | 0 | 0 | 0 | 0 | 0 | 225.6257 | 0 | 0 | 0 | 225.6257
11 | Heskett 4 CT | 0 | 0 | 0 | 0 | 0 | 0 | 0 | 0 | 0 | 0 | 0 | 0 | 0 | 0
12 | Lewis & Clark 2 CT | 0.56987 | 4.118 | 2 | 6.6999 | 11756.8171 | 37 | 3.5124 | 23.5328 | 7.5 | 52.9903 | 1.0882 | 43.2047 | 149.3524 | 85.1114
13 | Miles City CT | 0.24616 | 1.5318 | 8 | 3.8673 | 15710.1158 | 17 | 3.3967 | 13.1361 | 0.96 | 15.8024 | 0.63387 | 55.9382 | 124.0324 | 30.5323
14 | Demand Response Program | 0 | 0 | 4 | 0 | 0 | 0 | 0 | 0 | 0 | 0 | 0 | 0 | 0 | 0
15 | Ft. Peck Capacity | 1.2647 | 82.9215 | 0 | 1.2647 | 1000 | 744 | 33.25 | 42.0519 | 0 | 0 | 0 | 33.25 | 33.25 | 42.0519
16 | Heskett 3 Firm | 0 | 0 | 4 | 0 | 0 | 0 | 0 | 0 | 0 | 17.0075 | 0 | 0 | 0 | 17.0075
17 | Lewis & Clark 2 CT Firm | 0 | 0 | 4 | 0 | 0 | 0 | 0 | 0 | 0 | 45.0562 | 0 | 0 | 0 | 45.0562
18 | MISO Sales | -18.8182 | 2.5293 | [5 empty] | -482.1217 |  |  |  |  | 25.62 | -482.1217
19 | MISO Purchases | 54.3446 | 29.2175 | 4 | 54.3446 | 1000 | 453 | 25.62 | 1392.3074 | 0 | 0 | 0 | 25.62 | 25.62 | 1392.3074
20 | ND State Capitol | 0 | 0 | 0 | 0 | 0 | 0 | 0 | 0 | 0 | 10.8288 | 0 | 0 | 0 | 10.8288
21 | Williston Water Plant | 0 | 0 | 0 | 0 | 0 | 0 | 0 | 0 | 0 | 10.1918 | 0 | 0 | 0 | 10.1918
22 | Cedar Hills | 4.3218 | 29.592 | 494 | 0 | 0 | 595 | 0 | 0 | 0 | 35.9672 | 0 | 0 | 8.3222 | 35.9672
23 | Diamond Willow | 5.0736 | 22.5806 | 640 | 0 | 0 | 605 | 0 | 0 | 0 | 52.1666 | 0 | 0 | 10.282 | 52.1666
24 | Glen Ullin Stat6 | 3.1248 | 87.5 | 0 | 3.1248 | 1000 | 744 | 7.77 | 24.2797 | 0 | 48.7035 | 0 | 7.77 | 23.3561 | 72.9832
25 | Thunder Spirit | 33.2443 | 29.7888 | 1740 | 0 | 0 | 652 | 0 | 0 | 0 | 268.7369 | 0 | 0 | 8.0837 | 268.7369
| Total: | 281.066 | [6 empty] | 6202.2944 | 17.285 | 2327.0408 | 1053.1997 | 25.8142 | 34.155 | 9599.82
Time of Day Marginal Cost Summary
No. | Timeslice | Total Hours | % of Hrs | Average Marg Cost
1 | Summer Off Peak | 576 | 77.42% | 25.7707
2 | Summer On Peak | 168 | 22.58% | 28.6834
3 | Winter Off Peak | 0 | 0% | 0
| Total: | 744 | 100% | 26.4284
Fuel Use Report
No. | Fuel | Generation | Price | Cost | Offtake | Transport Cost | Units Used | Production Cost | Total Cost
# | Name | GWH | $/MMBTU | $000 | 1000 MMBTU | $000 | # | $/MMBTU | $000
1 | Bigstone Subbit | 55.2343 | 1.7849 | 1037.1117 | 581.0413 | 4.5256 | 35150.7114 | 1.7927 | 1041.6373
2 | Coyote Lignite | 74.5851 | 1.9368 | 1637.2213 | 845.338 | 4.0027 | 61256.3736 | 1.9415 | 1641.224
3 | Heskett1 Lignite | 4.3401 | 3.0675 | 270.7727 | 88.2706 | 11.2963 | 6287.0792 | 3.1955 | 282.0691
4 | Heskett2 Lignite | 37.1665 | 3.0718 | 1472.9158 | 479.4964 | 61.363 | 34152.165 | 3.1998 | 1534.2788
5 | L&C Lignite | 25.2277 | 2.0133 | 673.042 | 334.2923 | 15.8157 | 25191.5798 | 2.0606 | 688.8576
6 | Heskett2 Gas | 0.03348 | 3.2769 | 1.4154 | 0.43194 | 0 | 387.7338 | 3.2769 | 1.4154
7 | L&C Gas | 0.068299 | 2.2485 | 2.035 | 0.90503 | 0 | 748.5796 | 2.2485 | 2.035
8 | L&C Gas | 0 | 2.2485 | 0 | 0 | 0 | 0 | 0 | 0
9 | Glendive1 Gas | 0 | 3.6058 | 0 | 0 | 0 | 0 | 0 | 0
10 | Glendive2 Gas | 0.7135 | 3.6058 | 24.061 | 6.6729 | 0 | 6022.477 | 3.6058 | 24.061
11 | Heskett3 Gas | 0 | 3.5124 | 0 | 0 | 0 | 0 | 0 | 0
12 | Heskett4 Gas | 0 | 3.5124 | 0 | 0 | 0 | #N/A | 0 | 0
13 | Heskett3 Gas | 0.25843 | 3.5124 | 11.0558 | 3.1476 | 0 | 2825.513 | 3.5124 | 11.0558
14 | Heskett4 Gas | 0.31144 | 3.5124 | 12.477 | 3.5522 | 0 | #N/A | 3.5124 | 12.477
15 | MilesCity Gas | 0.24616 | 3.3967 | 13.1361 | 3.8673 | 0 | 3567.5919 | 3.3967 | 13.1361
16 | BigStone Oil | 0.13843 | 18.7143 | 27.2526 | 1.4562 | 0 | 10401.7411 | 18.7143 | 27.2526
17 | Coyote Oil | 0.18693 | 20.4286 | 43.2808 | 2.1186 | 0 | 15133.1535 | 20.4286 | 43.2808
18 | Glendive Diesel | 0 | 20.4286 | 0 | 0 | 0 | 0 | 0 | 0

## Att A wp11
No. | Station | Generation | Capacity Factor | Units Started | Fuel Offtake | Average Heat Rate | Hours of Operation | Fuel Price | Fuel Cost | Start & Shutdown Cost | FO&M Cost | VO&M Cost | Production Cost | Total Cost | Total Cost
# | Name | GWh | % | # | 1000 MMBTU | BTU/kWh | hrs | $/MMBTU | $000 | $000 | $000 | $000 | $/MWh | $/MWh | $000
1 | Big Stone I | 59.9199 | 76.7023 | 1 | 630.2856 | 10518.8063 | 648 | 1.8272 | 1151.6846 | 0 | 223.3232 | 274.581 | 23.8029 | 27.5299 | 1649.5888
2 | Coyote | 57.7235 | 74.8567 | 2 | 654.4943 | 11338.4383 | 576 | 1.983 | 1297.859 | 0 | 328.3459 | 209.8769 | 26.12 | 31.8082 | 1836.0818
3 | Heskett 1 | 5.04 | 26.8199 | 0 | 104.0219 | 20639.2666 | 720 | 3.0675 | 319.0903 | 0 | 190.0532 | 30.6644 | 69.3958 | 107.1048 | 539.808
4 | Heskett 2 | 32.4 | 60.0801 | 1 | 418.0021 | 12901.2992 | 648 | 3.072 | 1284.0949 | 3 | 345.7411 | 233.5373 | 46.8405 | 57.6041 | 1866.3733
5 | Lewis & Clark | 20.4 | 60.2837 | 0 | 270.3204 | 13251 | 600 | 2.014 | 544.4169 | 0 | 365.4464 | 185.0737 | 35.7593 | 53.6734 | 1094.937
6 | Lewis & Clark pk | 0 | 0 | 0 | 0 | 0 | 0 | 0 | 0 | 0 | 0 | 0 | 0 | 0 | 0
7 | Glendive CT 1 | 0 | 0 | 0 | 0 | 0 | 0 | 0 | 0 | 0 | 12.6246 | 0 | 0 | 0 | 12.6246
8 | Glendive CT 2 | 0 | 0 | 0 | 0 | 0 | 0 | 0 | 0 | 0 | 25.965 | 0 | 0 | 0 | 25.965
9 | Glendive Diesel | 0 | 0 | 0 | 0 | 0 | 0 | 0 | 0 | 0 | 2.6592 | 0 | 0 | 0 | 2.6592
10 | Heskett 3 CT | 0 | 0 | 0 | 0 | 0 | 0 | 0 | 0 | 0 | 218.3474 | 0 | 0 | 0 | 218.3474
11 | Heskett 4 CT | 0 | 0 | 0 | 0 | 0 | 0 | 0 | 0 | 0 | 0 | 0 | 0 | 0 | 0
12 | Lewis & Clark 2 CT | 0 | 0 | 0 | 0 | 0 | 0 | 0 | 0 | 0 | 51.281 | 0 | 0 | 0 | 51.281
13 | Miles City CT | 0 | 0 | 0 | 0 | 0 | 0 | 0 | 0 | 0 | 15.2926 | 0 | 0 | 0 | 15.2926
14 | Demand Response Program | 0 | 0 | 5 | 0 | 0 | 0 | 0 | 0 | 0 | 0 | 0 | 0 | 0 | 0
15 | Ft. Peck Capacity | 1.1431 | 77.4464 | 0 | 1.1431 | 1000 | 720 | 33.25 | 38.0084 | 0 | 0 | 0 | 33.25 | 33.25 | 38.0084
16 | Heskett 3 Firm | 0 | 0 | 5 | 0 | 0 | 0 | 0 | 0 | 0 | 16.4589 | 0 | 0 | 0 | 16.4589
17 | Lewis & Clark 2 CT Firm | 0 | 0 | 5 | 0 | 0 | 0 | 0 | 0 | 0 | 43.6027 | 0 | 0 | 0 | 43.6027
18 | MISO Sales | -11.3101 | 1.5708 | [5 empty] | -278.907 |  |  |  |  | 24.66 | -278.907
19 | MISO Purchases | 34.2063 | 19.0035 | 3 | 34.2063 | 1000 | 484 | 24.66 | 843.5277 | 0 | 0 | 0 | 24.66 | 24.66 | 843.5277
20 | ND State Capitol | 0 | 0 | 0 | 0 | 0 | 0 | 0 | 0 | 0 | 10.4795 | 0 | 0 | 0 | 10.4795
21 | Williston Water Plant | 0 | 0 | 0 | 0 | 0 | 0 | 0 | 0 | 0 | 9.863 | 0 | 0 | 0 | 9.863
22 | Cedar Hills | 3.798 | 26.8719 | 312 | 0 | 0 | 594 | 0 | 0 | 0 | 34.807 | 0 | 0 | 9.1646 | 34.807
23 | Diamond Willow | 5.6173 | 25.8338 | 460 | 0 | 0 | 613 | 0 | 0 | 0 | 50.4838 | 0 | 0 | 8.9872 | 50.4838
24 | Glen Ullin Stat6 | 3.024 | 87.5 | 0 | 3.024 | 1000 | 720 | 7.77 | 23.4965 | 0 | 47.1324 | 0 | 7.77 | 23.3561 | 70.6289
25 | Thunder Spirit | 41.153 | 38.1047 | 960 | 0 | 0 | 655 | 0 | 0 | 0 | 260.0679 | 0 | 0 | 6.3195 | 260.0679
| Total: | 253.115 | [6 empty] | 5223.2713 | 3 | 2251.975 | 933.7333 | 24.3249 | 33.2338 | 8411.9796
Time of Day Marginal Cost Summary
No. | Timeslice | Total Hours | % of Hrs | Average Marg Cost
1 | Summer Off Peak | 544 | 75.56% | 24.6512
2 | Summer On Peak | 176 | 24.44% | 24.6536
3 | Winter Off Peak | 0 | 0% | 0
| Total: | 720 | 100% | 24.6518
Fuel Use Report
No. | Fuel | Generation | Price | Cost | Offtake | Transport Cost | Units Used | Production Cost | Total Cost
# | Name | GWH | $/MMBTU | $000 | 1000 MMBTU | $000 | # | $/MMBTU | $000
1 | Bigstone Subbit | 59.7701 | 1.7849 | 1122.1962 | 628.7098 | 4.8969 | 38034.4733 | 1.7927 | 1127.0931
2 | Coyote Lignite | 57.5792 | 1.9368 | 1264.433 | 652.8581 | 3.0913 | 47308.5587 | 1.9415 | 1267.5243
3 | Heskett1 Lignite | 5.04 | 3.0675 | 319.0903 | 104.0219 | 13.3121 | 7408.9675 | 3.1955 | 332.4024
4 | Heskett2 Lignite | 32.3708 | 3.0718 | 1282.8621 | 417.6259 | 53.4452 | 29745.434 | 3.1998 | 1336.3073
5 | L&C Lignite | 20.3449 | 2.0133 | 542.7758 | 269.5905 | 12.7546 | 20315.7901 | 2.0606 | 555.5303
6 | Heskett2 Gas | 0.02916 | 3.2769 | 1.2328 | 0.3762 | 0 | 337.7037 | 3.2769 | 1.2328
7 | L&C Gas | 0.05508 | 2.2485 | 1.6411 | 0.72987 | 0 | 603.6932 | 2.2485 | 1.6411
8 | L&C Gas | 0 | 2.2485 | 0 | 0 | 0 | 0 | 0 | 0
9 | Glendive1 Gas | 0 | 3.6058 | 0 | 0 | 0 | 0 | 0 | 0
10 | Glendive2 Gas | 0 | 3.6058 | 0 | 0 | 0 | 0 | 0 | 0
11 | Heskett3 Gas | 0 | 3.5124 | 0 | 0 | 0 | 0 | 0 | 0
12 | Heskett4 Gas | 0 | 3.5124 | 0 | 0 | 0 | #N/A | 0 | 0
13 | Heskett3 Gas | 0 | 3.5124 | 0 | 0 | 0 | 0 | 0 | 0
14 | Heskett4 Gas | 0 | 3.5124 | 0 | 0 | 0 | #N/A | 0 | 0
15 | MilesCity Gas | 0 | 3.3967 | 0 | 0 | 0 | 0 | 0 | 0
16 | BigStone Oil | 0.1498 | 18.7143 | 29.4884 | 1.5757 | 0 | 11255.0992 | 18.7143 | 29.4884
17 | Coyote Oil | 0.14431 | 20.4286 | 33.426 | 1.6362 | 0 | 11687.399 | 20.4286 | 33.426
18 | Glendive Diesel | 0 | 20.4286 | 0 | 0 | 0 | 0 | 0 | 0

## Att A wp 12
No. | Station | Generation | Capacity Factor | Units Started | Fuel Offtake | Average Heat Rate | Hours of Operation | Fuel Price | Fuel Cost | Start & Shutdown Cost | FO&M Cost | VO&M Cost | Production Cost | Total Cost | Total Cost
# | Name | GWh | % | # | 1000 MMBTU | BTU/kWh | hrs | $/MMBTU | $000 | $000 | $000 | $000 | $/MWh | $/MWh | $000
1 | Big Stone I | 17.6829 | 21.9054 | 1 | 186.0304 | 10520.3726 | 192 | 1.8272 | 339.9227 | 0 | 230.7673 | 81.0312 | 23.8057 | 36.8561 | 651.7213
2 | Coyote | 74.772 | 93.8375 | 0 | 847.4566 | 11333.8763 | 744 | 1.983 | 1680.5022 | 0 | 339.2908 | 271.8635 | 26.1109 | 30.6486 | 2291.6564
3 | Heskett 1 | 4.032 | 20.7638 | 1 | 83.2175 | 20639.2666 | 576 | 3.0675 | 255.2723 | 1 | 196.3883 | 24.5315 | 69.3958 | 118.3512 | 477.1922
4 | Heskett 2 | 24 | 43.0682 | 1 | 309.6312 | 12901.2992 | 480 | 3.072 | 951.1814 | 3 | 357.2659 | 172.9906 | 46.8405 | 61.8516 | 1484.4378
5 | Lewis & Clark | 18.768 | 53.6719 | 2 | 248.6948 | 13251 | 552 | 2.014 | 500.8635 | 6 | 377.628 | 170.2678 | 35.7593 | 56.1999 | 1054.7593
6 | Lewis & Clark pk | 0 | 0 | 0 | 0 | 0 | 0 | 0 | 0 | 0 | 0 | 0 | 0 | 0 | 0
7 | Glendive CT 1 | 0 | 0 | 0 | 0 | 0 | 0 | 0 | 0 | 0 | 13.0455 | 0 | 0 | 0 | 13.0455
8 | Glendive CT 2 | 0 | 0 | 0 | 0 | 0 | 0 | 0 | 0 | 0 | 26.8305 | 0 | 0 | 0 | 26.8305
9 | Glendive Diesel | 0 | 0 | 0 | 0 | 0 | 0 | 0 | 0 | 0 | 2.7478 | 0 | 0 | 0 | 2.7478
10 | Heskett 3 CT | 0 | 0 | 0 | 0 | 0 | 0 | 0 | 0 | 0 | 225.6257 | 0 | 0 | 0 | 225.6257
11 | Heskett 4 CT | 0 | 0 | 0 | 0 | 0 | 0 | 0 | 0 | 0 | 0 | 0 | 0 | 0 | 0
12 | Lewis & Clark 2 CT | 0.15252 | 1.1021 | 1 | 1.8471 | 12110.7669 | 11 | 3.5124 | 6.4878 | 3.75 | 52.9903 | 0.29123 | 44.4479 | 416.4751 | 63.5194
13 | Miles City CT | 0.024345 | 0.15149 | 1 | 0.40395 | 16592.4177 | 2 | 3.3967 | 1.3721 | 0.12 | 15.8024 | 0.062689 | 58.9351 | 712.9581 | 17.3571
14 | Demand Response Program | 0 | 0 | 4 | 0 | 0 | 0 | 0 | 0 | 0 | 0 | 0 | 0 | 0 | 0
15 | Ft. Peck Capacity | 1.0965 | 71.895 | 0 | 1.0965 | 1000 | 744 | 33.25 | 36.46 | 0 | 0 | 0 | 33.25 | 33.25 | 36.46
16 | Heskett 3 Firm | 0 | 0 | 4 | 0 | 0 | 0 | 0 | 0 | 0 | 17.0075 | 0 | 0 | 0 | 17.0075
17 | Lewis & Clark 2 CT Firm | 0 | 0 | 4 | 0 | 0 | 0 | 0 | 0 | 0 | 45.0562 | 0 | 0 | 0 | 45.0562
18 | MISO Sales | -16.3611 | 2.1991 | [5 empty] | -401.6661 |  |  |  |  | 24.55 | -401.6661
19 | MISO Purchases | 44.5859 | 23.9709 | 2 | 44.5859 | 1000 | 470 | 24.55 | 1094.5839 | 0 | 0 | 0 | 24.55 | 24.55 | 1094.5839
20 | ND State Capitol | 0 | 0 | 0 | 0 | 0 | 0 | 0 | 0 | 0 | 10.8288 | 0 | 0 | 0 | 10.8288
21 | Williston Water Plant | 0 | 0 | 0 | 0 | 0 | 0 | 0 | 0 | 0 | 10.1918 | 0 | 0 | 0 | 10.1918
22 | Cedar Hills | 6.0277 | 41.2723 | 169 | 0 | 0 | 717 | 0 | 0 | 0 | 35.9672 | 0 | 0 | 5.967 | 35.9672
23 | Diamond Willow | 11.0055 | 48.9813 | 260 | 0 | 0 | 711 | 0 | 0 | 0 | 52.1666 | 0 | 0 | 4.74 | 52.1666
24 | Glen Ullin Stat6 | 3.1248 | 87.5 | 0 | 3.1248 | 1000 | 744 | 7.77 | 24.2797 | 0 | 48.7035 | 0 | 7.77 | 23.3561 | 72.9832
25 | Thunder Spirit | 65.255 | 58.4722 | 780 | 0 | 0 | 722 | 0 | 0 | 0 | 268.7369 | 0 | 0 | 4.1183 | 268.7369
| Total: | 254.166 | [6 empty] | 4489.2595 | 13.87 | 2327.0408 | 721.0386 | 20.4996 | 29.7098 | 7551.2089
Time of Day Marginal Cost Summary
No. | Timeslice | Total Hours | % of Hrs | Average Marg Cost
1 | Summer Off Peak | 0 | 0% | 0
2 | Summer On Peak | 0 | 0% | 0
3 | Winter Off Peak | 744 | 100% | 24.5777
| Total: | 744 | 100% | 24.5777
Fuel Use Report
No. | Fuel | Generation | Price | Cost | Offtake | Transport Cost | Units Used | Production Cost | Total Cost
# | Name | GWH | $/MMBTU | $000 | 1000 MMBTU | $000 | # | $/MMBTU | $000
1 | Bigstone Subbit | 17.6387 | 1.7849 | 331.2192 | 185.5654 | 1.4453 | 11225.9744 | 1.7927 | 332.6645
2 | Coyote Lignite | 74.5851 | 1.9368 | 1637.2213 | 845.338 | 4.0027 | 61256.3736 | 1.9415 | 1641.224
3 | Heskett1 Lignite | 4.032 | 3.0675 | 255.2723 | 83.2175 | 10.6497 | 5927.174 | 3.1955 | 265.9219
4 | Heskett2 Lignite | 23.9784 | 3.0718 | 950.2682 | 309.3525 | 39.589 | 22033.6548 | 3.1998 | 989.8573
5 | L&C Lignite | 18.7173 | 2.0133 | 499.3537 | 248.0233 | 11.7342 | 18690.5269 | 2.0606 | 511.0879
6 | Heskett2 Gas | 0.0216 | 3.2769 | 0.91316 | 0.27867 | 0 | 250.1509 | 3.2769 | 0.91316
7 | L&C Gas | 0.050674 | 2.2485 | 1.5098 | 0.67148 | 0 | 555.3977 | 2.2485 | 1.5098
8 | L&C Gas | 0 | 2.2485 | 0 | 0 | 0 | 0 | 0 | 0
9 | Glendive1 Gas | 0 | 3.6058 | 0 | 0 | 0 | 0 | 0 | 0
10 | Glendive2 Gas | 0 | 3.6058 | 0 | 0 | 0 | 0 | 0 | 0
11 | Heskett3 Gas | 0 | 3.5124 | 0 | 0 | 0 | 0 | 0 | 0
12 | Heskett4 Gas | 0 | 3.5124 | 0 | 0 | 0 | #N/A | 0 | 0
13 | Heskett3 Gas | 0.099376 | 3.5124 | 4.1983 | 1.1953 | 0 | 1072.9447 | 3.5124 | 4.1983
14 | Heskett4 Gas | 0.053141 | 3.5124 | 2.2895 | 0.65183 | 0 | #N/A | 3.5124 | 2.2895
15 | MilesCity Gas | 0.024345 | 3.3967 | 1.3721 | 0.40395 | 0 | 372.6445 | 3.3967 | 1.3721
16 | BigStone Oil | 0.044207 | 18.7143 | 8.7036 | 0.46508 | 0 | 3321.972 | 18.7143 | 8.7036
17 | Coyote Oil | 0.18693 | 20.4286 | 43.2808 | 2.1186 | 0 | 15133.1535 | 20.4286 | 43.2808
18 | Glendive Diesel | 0 | 20.4286 | 0 | 0 | 0 | 0 | 0 | 0

## Att A wp 13
No. | Station | Generation | Capacity Factor | Units Started | Fuel Offtake | Average Heat Rate | Hours of Operation | Fuel Price | Fuel Cost | Start & Shutdown Cost | FO&M Cost | VO&M Cost | Production Cost | Total Cost | Total Cost
# | Name | GWh | % | # | 1000 MMBTU | BTU/kWh | hrs | $/MMBTU | $000 | $000 | $000 | $000 | $/MWh | $/MWh | $000
1 | Big Stone I | 66.69 | 85.3687 | 0 | 701.4555 | 10518.1505 | 720 | 1.8272 | 1281.7293 | 0 | 223.3232 | 305.6049 | 23.8017 | 27.1504 | 1810.6574
2 | Coyote | 65.0195 | 84.3183 | 1 | 737.0895 | 11336.4371 | 648 | 1.983 | 1461.6447 | 0 | 328.3459 | 236.4044 | 26.116 | 31.166 | 2026.395
3 | Heskett 1 | 5.0776 | 27.02 | 0 | 104.4041 | 20561.6944 | 720 | 3.0675 | 320.2628 | 0 | 190.0532 | 30.8932 | 69.1578 | 106.5876 | 541.2092
4 | Heskett 2 | 36 | 66.7557 | 0 | 464.4468 | 12901.2992 | 720 | 3.072 | 1426.7721 | 0 | 345.7411 | 259.4858 | 46.8405 | 56.4444 | 2031.9991
5 | Lewis & Clark | 24.48 | 72.3404 | 0 | 324.3845 | 13251 | 720 | 2.014 | 653.3003 | 0 | 365.4464 | 222.0884 | 35.7593 | 50.6877 | 1240.8351
6 | Lewis & Clark pk | 0 | 0 | 0 | 0 | 0 | 0 | 0 | 0 | 0 | 0 | 0 | 0 | 0 | 0
7 | Glendive CT 1 | 0 | 0 | 0 | 0 | 0 | 0 | 0 | 0 | 0 | 12.6246 | 0 | 0 | 0 | 12.6246
8 | Glendive CT 2 | 0 | 0 | 0 | 0 | 0 | 0 | 0 | 0 | 0 | 25.965 | 0 | 0 | 0 | 25.965
9 | Glendive Diesel | 0 | 0 | 0 | 0 | 0 | 0 | 0 | 0 | 0 | 2.6592 | 0 | 0 | 0 | 2.6592
10 | Heskett 3 CT | 0 | 0 | 0 | 0 | 0 | 0 | 0 | 0 | 0 | 218.3474 | 0 | 0 | 0 | 218.3474
11 | Heskett 4 CT | 0 | 0 | 0 | 0 | 0 | 0 | 0 | 0 | 0 | 0 | 0 | 0 | 0 | 0
12 | Lewis & Clark 2 CT | 0 | 0 | 0 | 0 | 0 | 0 | 0 | 0 | 0 | 51.281 | 0 | 0 | 0 | 51.281
13 | Miles City CT | 0.037256 | 0.23956 | 1 | 0.53657 | 14402.5218 | 2 | 3.3967 | 1.8226 | 0.12 | 15.2926 | 0.095933 | 51.4966 | 465.1955 | 17.3311
14 | Demand Response Program | 0 | 0 | 4 | 0 | 0 | 0 | 0 | 0 | 0 | 0 | 0 | 0 | 0 | 0
15 | Ft. Peck Capacity | 1.1322 | 76.7069 | 0 | 1.1322 | 1000 | 720 | 33.25 | 37.6455 | 0 | 0 | 0 | 33.25 | 33.25 | 37.6455
16 | Heskett 3 Firm | 0 | 0 | 4 | 0 | 0 | 0 | 0 | 0 | 0 | 16.4589 | 0 | 0 | 0 | 16.4589
17 | Lewis & Clark 2 CT Firm | 0 | 0 | 4 | 0 | 0 | 0 | 0 | 0 | 0 | 43.6027 | 0 | 0 | 0 | 43.6027
18 | MISO Sales | -17.4424 | 2.4226 | [5 empty] | -442.3396 |  |  |  |  | 25.36 | -442.3396
19 | MISO Purchases | 31.3502 | 17.4168 | 3 | 31.3502 | 1000 | 430 | 25.36 | 795.0417 | 0 | 0 | 0 | 25.36 | 25.36 | 795.0417
20 | ND State Capitol | 0 | 0 | 0 | 0 | 0 | 0 | 0 | 0 | 0 | 10.4795 | 0 | 0 | 0 | 10.4795
21 | Williston Water Plant | 0 | 0 | 0 | 0 | 0 | 0 | 0 | 0 | 0 | 9.863 | 0 | 0 | 0 | 9.863
22 | Cedar Hills | 4.6153 | 32.6549 | 273 | 0 | 0 | 593 | 0 | 0 | 0 | 34.807 | 0 | 0 | 7.5416 | 34.807
23 | Diamond Willow | 8.168 | 37.5644 | 360 | 0 | 0 | 570 | 0 | 0 | 0 | 50.4838 | 0 | 0 | 6.1807 | 50.4838
24 | Glen Ullin Stat6 | 3.024 | 87.5 | 0 | 3.024 | 1000 | 720 | 7.77 | 23.4965 | 0 | 47.1324 | 0 | 7.77 | 23.3561 | 70.6289
25 | Thunder Spirit | 55.2403 | 51.1485 | 960 | 0 | 0 | 656 | 0 | 0 | 0 | 260.0679 | 0 | 0 | 4.7079 | 260.0679
| Total: | 283.392 | [6 empty] | 5559.3757 | 0.12 | 2251.975 | 1054.5727 | 23.3385 | 31.2854 | 8866.0435
Time of Day Marginal Cost Summary
No. | Timeslice | Total Hours | % of Hrs | Average Marg Cost
1 | Summer Off Peak | 0 | 0% | 0
2 | Summer On Peak | 0 | 0% | 0
3 | Winter Off Peak | 720 | 100% | 25.4692
| Total: | 720 | 100% | 25.4692
Fuel Use Report
No. | Fuel | Generation | Price | Cost | Offtake | Transport Cost | Units Used | Production Cost | Total Cost
# | Name | GWH | $/MMBTU | $000 | 1000 MMBTU | $000 | # | $/MMBTU | $000
1 | Bigstone Subbit | 66.5233 | 1.7849 | 1248.9112 | 699.7018 | 5.4498 | 42329.2087 | 1.7927 | 1254.361
2 | Coyote Lignite | 64.857 | 1.9368 | 1424.0005 | 735.2467 | 3.4814 | 53278.7498 | 1.9415 | 1427.4819
3 | Heskett1 Lignite | 5.0776 | 3.0675 | 320.2628 | 104.4041 | 13.361 | 7436.1903 | 3.1955 | 333.6238
4 | Heskett2 Lignite | 35.9676 | 3.0718 | 1425.4024 | 464.0288 | 59.3836 | 33050.4822 | 3.1998 | 1484.7859
5 | L&C Lignite | 24.4139 | 2.0133 | 651.3309 | 323.5086 | 15.3055 | 24378.9481 | 2.0606 | 666.6364
6 | Heskett2 Gas | 0.0324 | 3.2769 | 1.3697 | 0.418 | 0 | 375.2263 | 3.2769 | 1.3697
7 | L&C Gas | 0.066096 | 2.2485 | 1.9694 | 0.87584 | 0 | 724.4318 | 2.2485 | 1.9694
8 | L&C Gas | 0 | 2.2485 | 0 | 0 | 0 | 0 | 0 | 0
9 | Glendive1 Gas | 0 | 3.6058 | 0 | 0 | 0 | 0 | 0 | 0
10 | Glendive2 Gas | 0 | 3.6058 | 0 | 0 | 0 | 0 | 0 | 0
11 | Heskett3 Gas | 0 | 3.5124 | 0 | 0 | 0 | 0 | 0 | 0
12 | Heskett4 Gas | 0 | 3.5124 | 0 | 0 | 0 | #N/A | 0 | 0
13 | Heskett3 Gas | 0 | 3.5124 | 0 | 0 | 0 | 0 | 0 | 0
14 | Heskett4 Gas | 0 | 3.5124 | 0 | 0 | 0 | #N/A | 0 | 0
15 | MilesCity Gas | 0.037256 | 3.3967 | 1.8226 | 0.53657 | 0 | 494.9951 | 3.3967 | 1.8226
16 | BigStone Oil | 0.16673 | 18.7143 | 32.8181 | 1.7536 | 0 | 12525.9903 | 18.7143 | 32.8181
17 | Coyote Oil | 0.16255 | 20.4286 | 37.6442 | 1.8427 | 0 | 13162.312 | 20.4286 | 37.6442
18 | Glendive Diesel | 0 | 20.4286 | 0 | 0 | 0 | 0 | 0 | 0

## Att A wp 14
No. | Station | Generation | Capacity Factor | Units Started | Fuel Offtake | Average Heat Rate | Hours of Operation | Fuel Price | Fuel Cost | Start & Shutdown Cost | FO&M Cost | VO&M Cost | Production Cost | Total Cost | Total Cost
# | Name | GWh | % | # | 1000 MMBTU | BTU/kWh | hrs | $/MMBTU | $000 | $000 | $000 | $000 | $/MWh | $/MWh | $000
1 | Big Stone I | 68.913 | 85.3687 | 0 | 724.8373 | 10518.1505 | 744 | 1.8272 | 1324.4536 | 0 | 230.7673 | 315.7918 | 23.8017 | 27.1504 | 1871.0127
2 | Coyote | 60.107 | 75.4332 | 2 | 681.5544 | 11339.0192 | 600 | 1.983 | 1351.519 | 0 | 339.2908 | 218.543 | 26.1211 | 31.7659 | 1909.3528
3 | Heskett 1 | 4.2067 | 21.6636 | 2 | 86.7534 | 20622.5023 | 600 | 3.0675 | 266.1185 | 2 | 196.3883 | 25.5946 | 69.3444 | 116.5041 | 490.1015
4 | Heskett 2 | 37.2 | 66.7557 | 0 | 479.9283 | 12901.2992 | 744 | 3.072 | 1474.3312 | 0 | 357.2659 | 268.1354 | 46.8405 | 56.4444 | 2099.7324
5 | Lewis & Clark | 25.296 | 72.3404 | 0 | 335.1973 | 13251 | 744 | 2.014 | 675.0769 | 0 | 377.628 | 229.4914 | 35.7593 | 50.6877 | 1282.1963
6 | Lewis & Clark pk | 0 | 0 | 0 | 0 | 0 | 0 | 0 | 0 | 0 | 0 | 0 | 0 | 0 | 0
7 | Glendive CT 1 | 0 | 0 | 0 | 0 | 0 | 0 | 0 | 0 | 0 | 13.0455 | 0 | 0 | 0 | 13.0455
8 | Glendive CT 2 | 0 | 0 | 0 | 0 | 0 | 0 | 0 | 0 | 0 | 26.8305 | 0 | 0 | 0 | 26.8305
9 | Glendive Diesel | 0 | 0 | 0 | 0 | 0 | 0 | 0 | 0 | 0 | 2.7478 | 0 | 0 | 0 | 2.7478
10 | Heskett 3 CT | 0 | 0 | 0 | 0 | 0 | 0 | 0 | 0 | 0 | 225.6257 | 0 | 0 | 0 | 225.6257
11 | Heskett 4 CT | 0 | 0 | 0 | 0 | 0 | 0 | 0 | 0 | 0 | 0 | 0 | 0 | 0 | 0
12 | Lewis & Clark 2 CT | 0 | 0 | 0 | 0 | 0 | 0 | 0 | 0 | 0 | 52.9903 | 0 | 0 | 0 | 52.9903
13 | Miles City CT | 0 | 0 | 0 | 0 | 0 | 0 | 0 | 0 | 0 | 15.8024 | 0 | 0 | 0 | 15.8024
14 | Demand Response Program | 0 | 0 | 5 | 0 | 0 | 0 | 0 | 0 | 0 | 0 | 0 | 0 | 0 | 0
15 | Ft. Peck Capacity | 1.2948 | 84.8929 | 0 | 1.2948 | 1000 | 744 | 33.25 | 43.0516 | 0 | 0 | 0 | 33.25 | 33.25 | 43.0516
16 | Heskett 3 Firm | 0 | 0 | 5 | 0 | 0 | 0 | 0 | 0 | 0 | 17.0075 | 0 | 0 | 0 | 17.0075
17 | Lewis & Clark 2 CT Firm | 0 | 0 | 5 | 0 | 0 | 0 | 0 | 0 | 0 | 45.0562 | 0 | 0 | 0 | 45.0562
18 | MISO Sales | -5.5292 | 0.74317 | [5 empty] | -146.8561 |  |  |  |  | 26.56 | -146.8561
19 | MISO Purchases | 47.5524 | 25.5658 | 2 | 47.5524 | 1000 | 532 | 26.56 | 1262.9904 | 0 | 0 | 0 | 26.56 | 26.56 | 1262.9904
20 | ND State Capitol | 0 | 0 | 0 | 0 | 0 | 0 | 0 | 0 | 0 | 10.8288 | 0 | 0 | 0 | 10.8288
21 | Williston Water Plant | 0 | 0 | 0 | 0 | 0 | 0 | 0 | 0 | 0 | 10.1918 | 0 | 0 | 0 | 10.1918
22 | Cedar Hills | 6.773 | 46.3752 | 130 | 0 | 0 | 675 | 0 | 0 | 0 | 35.9672 | 0 | 0 | 5.3104 | 35.9672
23 | Diamond Willow | 12.4884 | 55.5811 | 220 | 0 | 0 | 679 | 0 | 0 | 0 | 52.1666 | 0 | 0 | 4.1772 | 52.1666
24 | Glen Ullin Stat6 | 3.1248 | 87.5 | 0 | 3.1248 | 1000 | 744 | 7.77 | 24.2797 | 0 | 48.7035 | 0 | 7.77 | 23.3561 | 72.9832
25 | Thunder Spirit | 71.3552 | 63.9383 | 360 | 0 | 0 | 718 | 0 | 0 | 0 | 268.7369 | 0 | 0 | 3.7662 | 268.7369
| Total: | 332.782 | [6 empty] | 6274.9649 | 2 | 2327.0408 | 1057.5562 | 22.034 | 29.0327 | 9661.5619
Time of Day Marginal Cost Summary
No. | Timeslice | Total Hours | % of Hrs | Average Marg Cost
1 | Summer Off Peak | 0 | 0% | 0
2 | Summer On Peak | 0 | 0% | 0
3 | Winter Off Peak | 744 | 100% | 26.6095
| Total: | 744 | 100% | 26.6095
Fuel Use Report
No. | Fuel | Generation | Price | Cost | Offtake | Transport Cost | Units Used | Production Cost | Total Cost
# | Name | GWH | $/MMBTU | $000 | 1000 MMBTU | $000 | # | $/MMBTU | $000
1 | Bigstone Subbit | 68.7407 | 1.7849 | 1290.5415 | 723.0252 | 5.6315 | 43740.1824 | 1.7927 | 1296.173
2 | Coyote Lignite | 59.9567 | 1.9368 | 1316.711 | 679.8505 | 3.2191 | 49264.532 | 1.9415 | 1319.9301
3 | Heskett1 Lignite | 4.2067 | 3.0675 | 266.1185 | 86.7534 | 11.1022 | 6179.0137 | 3.1955 | 277.2207
4 | Heskett2 Lignite | 37.1665 | 3.0718 | 1472.9158 | 479.4964 | 61.363 | 34152.165 | 3.1998 | 1534.2788
5 | L&C Lignite | 25.2277 | 2.0133 | 673.042 | 334.2923 | 15.8157 | 25191.5798 | 2.0606 | 688.8576
6 | Heskett2 Gas | 0.03348 | 3.2769 | 1.4154 | 0.43194 | 0 | 387.7338 | 3.2769 | 1.4154
7 | L&C Gas | 0.068299 | 2.2485 | 2.035 | 0.90503 | 0 | 748.5796 | 2.2485 | 2.035
8 | L&C Gas | 0 | 2.2485 | 0 | 0 | 0 | 0 | 0 | 0
9 | Glendive1 Gas | 0 | 3.6058 | 0 | 0 | 0 | 0 | 0 | 0
10 | Glendive2 Gas | 0 | 3.6058 | 0 | 0 | 0 | 0 | 0 | 0
11 | Heskett3 Gas | 0 | 3.5124 | 0 | 0 | 0 | 0 | 0 | 0
12 | Heskett4 Gas | 0 | 3.5124 | 0 | 0 | 0 | #N/A | 0 | 0
13 | Heskett3 Gas | 0 | 3.5124 | 0 | 0 | 0 | 0 | 0 | 0
14 | Heskett4 Gas | 0 | 3.5124 | 0 | 0 | 0 | #N/A | 0 | 0
15 | MilesCity Gas | 0 | 3.3967 | 0 | 0 | 0 | 0 | 0 | 0
16 | BigStone Oil | 0.17228 | 18.7143 | 33.912 | 1.8121 | 0 | 12943.5234 | 18.7143 | 33.912
17 | Coyote Oil | 0.15027 | 20.4286 | 34.808 | 1.7039 | 0 | 12170.6148 | 20.4286 | 34.808
18 | Glendive Diesel | 0 | 20.4286 | 0 | 0 | 0 | 0 | 0 | 0

## Att B
Report of Tariff Schedule Change
NAME OF UTILITY: |  | Montana-Dakota Utilities Co.
ADDRESS: |  | 400 North Fourth Street
Bismarck, ND 58501
Section No. |  |  |  | Class of Service | [5 empty] | New Sheet No.
3 |  | Occassional Power Purchase Rate 95 | [7 empty] | 4th Revised Sheet No. 35
3 |  | Power Purchase Rate 96 Time Differentiated | [7 empty] | 4th Revised Sheet No. 36
3 |  | Power Purchase Rate 96 Time Differentiated | [7 empty] | 3rd Revised Sheet No. 36.1
Change: | Rates
(State part of tariff schedule affected by change, such as: Applicability, availability, rates, etc.)
Reason for Change: |  | Avoided cost rate update
Present Rates ........................................................................................................................................
Proposed Rates ......................................................................................................................................
Approximate annual reduction in revenue ............................................................... | [9 empty] | N/A
Approximate annual increase in revenue ................................................................
Points | Estimated Number of Customers Whose Cost of Service will be:
Affected
| Reduced |  |  | Increased |  |  |  | Unchanged
| # of |  | Amount | # of |  | Amount |  | # of |  | Amount
| Customers |  | in $ | Customers |  | in $ |  | Customers |  | in $
All |  |  |  |  | 1
Include Statement of Facts, expert opinions, documents and exhibits supporting the change requested.
Received: | [6 empty] | Montana-Dakota Utilities Co.
(Reporting Utility)
By: | [6 empty] | By: Tamie A. Aberle
| Executive Director | [5 empty] | Director of Regulatory Affairs
| South Dakota | [5 empty] | (Name and Title)
Public Utilities Commission
SD-20:10:13:26